## Assumptions
assumption | value
Timezone | Pacific/Auckland
Peak window | 7:00 to 21:00
Off-peak import NZD/kWh | 0.20735
Peak import NZD/kWh | 0.4148
Export NZD/kWh | 0.144
Daily charge NZD/day | 1.6732
Current panels | 18
Current panel rating kW | 0.395
Current solar kWp | 7.11
Added panel rating kW | 0.395
Current array spare panel slots | 1
Round-trip battery efficiency | 0.9
Battery power limit kW | Not limited in energy model
Model interval | 5min
BYD HVM capacities kWh | 8.28, 11.04, 13.8, 16.56, 19.32, 22.08

## Baseline
metric | value
Analysis start day | 2025-05-16
Analysis end day | 2026-05-13
Days analysed | 363
Actual metered import kWh | 9893.117
Actual metered peak import kWh | 3129.125
Actual metered off-peak import kWh | 6763.992
Actual metered export kWh | 1607.16
Solar production kWh | 7886.2294
Reconstructed household load kWh | 16196.6136
EV charging kWh | 5439.8042
EV peak charging kWh | 1306.1294
EV off-peak charging kWh | 4133.6748
EV peak charging % | 24.0106
Actual metered bill NZD | 3076.4153
Actual metered bill annualized NZD | 3095.484
Model no-battery baseline bill NZD | 3056.3166
Model no-battery baseline bill annualized NZD | 3075.2607
Negative load timing mismatch kWh clipped | -24.4272
Negative load timing mismatch bins clipped | 423

## Recommendations
option | added_panels | current_array_extra_panels | second_array_panels | total_panels | total_solar_kwp | battery_kwh | annualized_savings_nzd | ten_year_break_even_capex_nzd | peak_import_kwh | peak_import_reduction_pct | export_kwh | note
Battery-only pure ROI | 0 | 0 | 0 | 18 | 7.11 | 8.28 | 476.2762 | 4762.7624 | 818.7737 | 73.0924 | 495.1419 | Highest annual savings per usable battery kWh on the current array.
Battery-only shoulder coverage | 0 | 0 | 0 | 18 | 7.11 | 13.8 | 567.5148 | 5675.1477 | 367.5609 | 87.9207 | 377.3258 | Smallest HVM option capturing at least 90% of the single-stack value.
Max single HVM stack | 0 | 0 | 0 | 18 | 7.11 | 22.08 | 616.4413 | 6164.4131 | 131.8273 | 95.6677 | 296.0129 | Best peak import reduction without adding panels, within one HVM tower.
Smallest single-stack near-zero peak option | 7 | 1 | 6 | 25 | 9.875 | 22.08 | 1144.9888 | 11449.8878 | 97.7658 | 96.7871 | 2258.4958 | Smallest panel count found under 100 kWh/year residual peak import.
Best under 10 kWp with one HVM tower | 7 | 1 | 6 | 25 | 9.875 | 22.08 | 1144.9888 | 11449.8878 | 97.7658 | 96.7871 | 2258.4958 | Lowest residual peak import while keeping total PV at or below about 10 kWp.
Near-zero peak import estimate | 7 | 1 | 6 | 25 | 9.875 | 44.16 | 1171.1252 | 11711.2516 | 3.0118 | 99.901 | 2110.0399 | Shows the battery scale needed for true near-zero peak import.

## Battery current PV
offpeak_import_kwh | peak_import_kwh | export_kwh | energy_cost_nzd | fixed_daily_cost_nzd | total_cost_nzd | total_solar_kwp | added_panels | current_array_extra_panels | second_array_panels | added_solar_kwp | battery_kwh | battery_mode | solar_generation_kwh | load_kwh | battery_charged_from_solar_kwh | battery_charged_from_grid_kwh | battery_discharged_to_load_kwh | self_consumption_kwh | period_savings_nzd | annualized_savings_nzd | ten_year_break_even_capex_nzd | fifteen_year_break_even_capex_nzd | peak_import_reduction_pct
6759.745 | 3042.911 | 1492.2718 | 2448.9269 | 607.3897 | 3056.3166 | 7.11 | 0 | 0 | 0 | 0 | 0 | solar + off-peak top-up | 7886.2294 | 16196.6136 | 0 | 0 | 0 | 6393.9576 | 0 | 0 | 0 | 0 | 0
6759.745 | 2108.2744 | 453.7867 | 2210.7768 | 607.3897 | 2818.1665 | 7.11 | 0 | 0 | 0 | 0 | 8.28 | solar only | 7886.2294 | 16196.6136 | 1038.4852 | 0 | 934.6366 | 7328.5942 | 238.1501 | 239.6262 | 2396.2623 | 3594.3934 | 30.7152
8233.8787 | 818.7737 | 495.1419 | 1975.5846 | 607.3897 | 2582.9743 | 7.11 | 0 | 0 | 0 | 0 | 8.28 | solar + off-peak top-up | 7886.2294 | 16196.6136 | 997.1299 | 1474.1337 | 2224.1373 | 7143.9612 | 473.3423 | 476.2762 | 4762.7624 | 7144.1435 | 73.0924
6759.745 | 2065.4568 | 406.2116 | 2199.8667 | 607.3897 | 2807.2564 | 7.11 | 0 | 0 | 0 | 0 | 11.04 | solar only | 7886.2294 | 16196.6136 | 1086.0602 | 0 | 977.4542 | 7371.4118 | 249.0602 | 250.604 | 2506.0398 | 3759.0596 | 32.1223
8470.7575 | 541.6735 | 424.1315 | 1919.9831 | 607.3897 | 2527.3729 | 7.11 | 0 | 0 | 0 | 0 | 11.04 | solar + off-peak top-up | 7886.2294 | 16196.6136 | 1068.1403 | 1711.0125 | 2501.2375 | 7184.1827 | 528.9437 | 532.2223 | 5322.2232 | 7983.3348 | 82.1988
6759.745 | 2033.2339 | 370.4084 | 2191.6561 | 607.3897 | 2799.0459 | 7.11 | 0 | 0 | 0 | 0 | 13.8 | solar only | 7886.2294 | 16196.6136 | 1121.8634 | 0 | 1009.6771 | 7403.6347 | 257.2708 | 258.8654 | 2588.6543 | 3882.9814 | 33.1813
8617.4103 | 367.5609 | 377.3258 | 1884.9081 | 607.3897 | 2492.2979 | 7.11 | 0 | 0 | 0 | 0 | 13.8 | solar + off-peak top-up | 7886.2294 | 16196.6136 | 1114.946 | 1857.6653 | 2675.3501 | 7211.6424 | 564.0188 | 567.5148 | 5675.1477 | 8512.7215 | 87.9207
6759.745 | 2007.2632 | 341.5521 | 2185.0387 | 607.3897 | 2792.4284 | 7.11 | 0 | 0 | 0 | 0 | 16.56 | solar only | 7886.2294 | 16196.6136 | 1150.7197 | 0 | 1035.6478 | 7429.6054 | 263.8882 | 265.5239 | 2655.239 | 3982.8585 | 34.0348
8715.7993 | 248.9915 | 343.9712 | 1860.9285 | 607.3897 | 2468.3182 | 7.11 | 0 | 0 | 0 | 0 | 16.56 | solar + off-peak top-up | 7886.2294 | 16196.6136 | 1148.3006 | 1956.0543 | 2793.9195 | 7231.8227 | 587.9984 | 591.643 | 5916.4301 | 8874.6451 | 91.8173
6759.745 | 1985.7191 | 317.6142 | 2179.5491 | 607.3897 | 2786.9389 | 7.11 | 0 | 0 | 0 | 0 | 19.32 | solar only | 7886.2294 | 16196.6136 | 1174.6577 | 0 | 1057.1919 | 7451.1495 | 269.3778 | 271.0475 | 2710.4748 | 4065.7122 | 34.7428
8770.5333 | 177.5154 | 319.2872 | 1846.1831 | 607.3897 | 2453.5729 | 7.11 | 0 | 0 | 0 | 0 | 19.32 | solar + off-peak top-up | 7886.2294 | 16196.6136 | 1172.9846 | 2010.7883 | 2865.3956 | 7248.5649 | 602.7437 | 606.4798 | 6064.7976 | 9097.1964 | 94.1663
6759.745 | 1964.7722 | 294.3398 | 2174.2117 | 607.3897 | 2781.6015 | 7.11 | 0 | 0 | 0 | 0 | 22.08 | solar only | 7886.2294 | 16196.6136 | 1197.932 | 0 | 1078.1388 | 7472.0964 | 274.7152 | 276.4179 | 2764.1794 | 4146.2691 | 35.4312
8798.0235 | 131.8273 | 296.0129 | 1836.283 | 607.3897 | 2443.6727 | 7.11 | 0 | 0 | 0 | 0 | 22.08 | solar + off-peak top-up | 7886.2294 | 16196.6136 | 1196.2589 | 2038.2785 | 2911.0837 | 7266.7628 | 612.6439 | 616.4413 | 6164.4131 | 9246.6196 | 95.6677

## Solar battery matrix
offpeak_import_kwh | peak_import_kwh | export_kwh | energy_cost_nzd | fixed_daily_cost_nzd | total_cost_nzd | total_solar_kwp | added_panels | current_array_extra_panels | second_array_panels | added_solar_kwp | battery_kwh | battery_mode | solar_generation_kwh | load_kwh | battery_charged_from_solar_kwh | battery_charged_from_grid_kwh | battery_discharged_to_load_kwh | self_consumption_kwh | period_savings_nzd | annualized_savings_nzd | ten_year_break_even_capex_nzd | fifteen_year_break_even_capex_nzd | peak_import_reduction_pct
6759.745 | 3042.911 | 1492.2718 | 2448.9269 | 607.3897 | 3056.3166 | 7.11 | 0 | 0 | 0 | 0 | 0 | solar + off-peak top-up | 7886.2294 | 16196.6136 | 0 | 0 | 0 | 6393.9576 | 0 | 0 | 0 | 0 | 0
8233.8787 | 818.7737 | 495.1419 | 1975.5846 | 607.3897 | 2582.9743 | 7.11 | 0 | 0 | 0 | 0 | 8.28 | solar + off-peak top-up | 7886.2294 | 16196.6136 | 997.1299 | 1474.1337 | 2224.1373 | 7143.9612 | 473.3423 | 476.2762 | 4762.7624 | 7144.1435 | 73.0924
8470.7575 | 541.6735 | 424.1315 | 1919.9831 | 607.3897 | 2527.3729 | 7.11 | 0 | 0 | 0 | 0 | 11.04 | solar + off-peak top-up | 7886.2294 | 16196.6136 | 1068.1403 | 1711.0125 | 2501.2375 | 7184.1827 | 528.9437 | 532.2223 | 5322.2232 | 7983.3348 | 82.1988
8617.4103 | 367.5609 | 377.3258 | 1884.9081 | 607.3897 | 2492.2979 | 7.11 | 0 | 0 | 0 | 0 | 13.8 | solar + off-peak top-up | 7886.2294 | 16196.6136 | 1114.946 | 1857.6653 | 2675.3501 | 7211.6424 | 564.0188 | 567.5148 | 5675.1477 | 8512.7215 | 87.9207
8715.7993 | 248.9915 | 343.9712 | 1860.9285 | 607.3897 | 2468.3182 | 7.11 | 0 | 0 | 0 | 0 | 16.56 | solar + off-peak top-up | 7886.2294 | 16196.6136 | 1148.3006 | 1956.0543 | 2793.9195 | 7231.8227 | 587.9984 | 591.643 | 5916.4301 | 8874.6451 | 91.8173
8770.5333 | 177.5154 | 319.2872 | 1846.1831 | 607.3897 | 2453.5729 | 7.11 | 0 | 0 | 0 | 0 | 19.32 | solar + off-peak top-up | 7886.2294 | 16196.6136 | 1172.9846 | 2010.7883 | 2865.3956 | 7248.5649 | 602.7437 | 606.4798 | 6064.7976 | 9097.1964 | 94.1663
8798.0235 | 131.8273 | 296.0129 | 1836.283 | 607.3897 | 2443.6727 | 7.11 | 0 | 0 | 0 | 0 | 22.08 | solar + off-peak top-up | 7886.2294 | 16196.6136 | 1196.2589 | 2038.2785 | 2911.0837 | 7266.7628 | 612.6439 | 616.4413 | 6164.4131 | 9246.6196 | 95.6677
6759.3691 | 2959.6819 | 1846.7906 | 2363.2744 | 607.3897 | 2970.6641 | 7.505 | 1 | 1 | 0 | 0.395 | 0 | solar + off-peak top-up | 8324.3533 | 16196.6136 | 0 | 0 | 0 | 6477.5627 | 85.6525 | 86.1834 | 861.8342 | 1292.7513 | 2.7352
8072.0619 | 769.2856 | 725.7098 | 1888.303 | 607.3897 | 2495.6927 | 7.505 | 1 | 1 | 0 | 0.395 | 8.28 | solar + off-peak top-up | 8324.3533 | 16196.6136 | 1121.0808 | 1312.6928 | 2190.3963 | 7355.2661 | 560.6239 | 564.0989 | 5640.9886 | 8461.4829 | 74.7188
8270.2785 | 510.8276 | 636.7508 | 1835.0026 | 607.3897 | 2442.3924 | 7.505 | 1 | 1 | 0 | 0.395 | 11.04 | solar + off-peak top-up | 8324.3533 | 16196.6136 | 1210.0398 | 1510.9094 | 2448.8543 | 7415.5075 | 613.9243 | 617.7296 | 6177.2959 | 9265.9439 | 83.2125
8402.6508 | 345.7813 | 585.7384 | 1801.3331 | 607.3897 | 2408.7229 | 7.505 | 1 | 1 | 0 | 0.395 | 13.8 | solar + off-peak top-up | 8324.3533 | 16196.6136 | 1261.0522 | 1643.2818 | 2613.9005 | 7448.1814 | 647.5938 | 651.6078 | 6516.0777 | 9774.1165 | 88.6365
8487.8397 | 235.9694 | 548.9141 | 1778.7488 | 607.3897 | 2386.1385 | 7.505 | 1 | 1 | 0 | 0.395 | 16.56 | solar + off-peak top-up | 8324.3533 | 16196.6136 | 1297.8765 | 1728.4706 | 2723.7124 | 7472.8045 | 670.1781 | 674.3321 | 6743.3209 | 10114.9813 | 92.2453
8534.913 | 169.3529 | 521.9691 | 1764.7564 | 607.3897 | 2372.1462 | 7.505 | 1 | 1 | 0 | 0.395 | 19.32 | solar + off-peak top-up | 8324.3533 | 16196.6136 | 1324.8215 | 1775.5439 | 2790.3289 | 7492.3477 | 684.1704 | 688.4112 | 6884.1117 | 10326.1676 | 94.4345
8559.6589 | 126.1034 | 498.6599 | 1755.3038 | 607.3897 | 2362.6935 | 7.505 | 1 | 1 | 0 | 0.395 | 22.08 | solar + off-peak top-up | 8324.3533 | 16196.6136 | 1348.1307 | 1800.2898 | 2833.5784 | 7510.8513 | 693.6231 | 697.9224 | 6979.2243 | 10468.8364 | 95.8558
6758.9948 | 2896.6281 | 2221.4864 | 2283.0856 | 607.3897 | 2890.4753 | 7.9 | 2 | 1 | 1 | 0.79 | 0 | solar + off-peak top-up | 8762.4771 | 16196.6136 | 0 | 0 | 0 | 6540.9907 | 165.8413 | 166.8693 | 1668.6927 | 2503.0391 | 4.8073
7951.2184 | 728.9082 | 1005.1323 | 1806.2611 | 607.3897 | 2413.6508 | 7.9 | 2 | 1 | 1 | 0.79 | 8.28 | solar + off-peak top-up | 8762.4771 | 16196.6136 | 1216.3541 | 1192.2236 | 2167.7199 | 7516.487 | 642.6658 | 646.6493 | 6466.4927 | 9699.7391 | 76.0457
8110.8351 | 485.7685 | 894.5938 | 1754.4188 | 607.3897 | 2361.8085 | 7.9 | 2 | 1 | 1 | 0.79 | 11.04 | solar + off-peak top-up | 8762.4771 | 16196.6136 | 1326.8926 | 1351.8403 | 2410.8596 | 7600.01 | 694.5081 | 698.8129 | 6988.1289 | 10482.1934 | 84.0361
8222.1493 | 327.651 | 830.222 | 1721.1809 | 607.3897 | 2328.5706 | 7.9 | 2 | 1 | 1 | 0.79 | 13.8 | solar + off-peak top-up | 8762.4771 | 16196.6136 | 1391.2645 | 1463.1545 | 2568.9771 | 7646.8133 | 727.746 | 732.2568 | 7322.5684 | 10983.8526 | 89.2323
8299.8649 | 224.774 | 793.6297 | 1699.8902 | 607.3897 | 2307.2799 | 7.9 | 2 | 1 | 1 | 0.79 | 16.56 | solar + off-peak top-up | 8762.4771 | 16196.6136 | 1427.8567 | 1540.87 | 2671.8541 | 7671.9747 | 749.0367 | 753.6795 | 7536.7948 | 11305.1922 | 92.6132
8342.4886 | 162.5479 | 767.1134 | 1686.7347 | 607.3897 | 2294.1244 | 7.9 | 2 | 1 | 1 | 0.79 | 19.32 | solar + off-peak top-up | 8762.4771 | 16196.6136 | 1454.3731 | 1583.4938 | 2734.0802 | 7691.5771 | 762.1922 | 766.9166 | 7669.1656 | 11503.7484 | 94.6581
8368.2104 | 120.8034 | 746.4524 | 1677.7273 | 607.3897 | 2285.1171 | 7.9 | 2 | 1 | 1 | 0.79 | 22.08 | solar + off-peak top-up | 8762.4771 | 16196.6136 | 1475.034 | 1609.2156 | 2775.8247 | 7707.5997 | 771.1996 | 775.9797 | 7759.7974 | 11639.696 | 96.03
6758.6227 | 2842.7851 | 2605.3952 | 2205.3912 | 607.3897 | 2812.7809 | 8.295 | 3 | 1 | 2 | 1.185 | 0 | solar + off-peak top-up | 9200.601 | 16196.6136 | 0 | 0 | 0 | 6595.2058 | 243.5357 | 245.0452 | 2450.4521 | 3675.6781 | 6.5768
7847.8741 | 699.3129 | 1312.8505 | 1728.2455 | 607.3897 | 2335.6352 | 8.295 | 3 | 1 | 2 | 1.185 | 8.28 | solar + off-peak top-up | 9200.601 | 16196.6136 | 1292.5447 | 1089.2514 | 2143.4723 | 7649.4266 | 720.6814 | 725.1485 | 7251.4845 | 10877.2268 | 77.0183
7985.7083 | 464.8559 | 1190.177 | 1677.2358 | 607.3897 | 2284.6255 | 8.295 | 3 | 1 | 2 | 1.185 | 11.04 | solar + off-peak top-up | 9200.601 | 16196.6136 | 1415.2182 | 1227.0856 | 2377.9292 | 7746.0493 | 771.6911 | 776.4743 | 7764.7432 | 11647.1149 | 84.7233
8077.6557 | 312.3043 | 1112.6226 | 1644.1893 | 607.3897 | 2251.579 | 8.295 | 3 | 1 | 2 | 1.185 | 13.8 | solar + off-peak top-up | 9200.601 | 16196.6136 | 1492.7726 | 1319.0331 | 2530.4808 | 7806.6535 | 804.7376 | 809.7257 | 8097.2567 | 12145.885 | 89.7367
8143.6037 | 214.2931 | 1069.6692 | 1623.393 | 607.3897 | 2230.7827 | 8.295 | 3 | 1 | 2 | 1.185 | 16.56 | solar + off-peak top-up | 9200.601 | 16196.6136 | 1535.726 | 1384.981 | 2628.492 | 7838.7168 | 825.5339 | 830.6508 | 8306.5084 | 12459.7626 | 92.9576
8180.4534 | 156.3017 | 1042.084 | 1610.9507 | 607.3897 | 2218.3405 | 8.295 | 3 | 1 | 2 | 1.185 | 19.32 | solar + off-peak top-up | 9200.601 | 16196.6136 | 1563.3112 | 1421.8307 | 2686.4834 | 7859.8585 | 837.9761 | 843.1702 | 8431.7021 | 12647.5532 | 94.8634
8201.6815 | 116.0222 | 1018.5571 | 1602.032 | 607.3897 | 2209.4218 | 8.295 | 3 | 1 | 2 | 1.185 | 22.08 | solar + off-peak top-up | 9200.601 | 16196.6136 | 1586.8381 | 1443.0588 | 2726.7629 | 7878.9099 | 846.8949 | 852.1442 | 8521.4423 | 12782.1634 | 96.1871
6758.2526 | 2795.5156 | 2995.8795 | 2129.4771 | 607.3897 | 2736.8669 | 8.69 | 4 | 1 | 3 | 1.58 | 0 | solar + off-peak top-up | 9638.7248 | 16196.6136 | 0 | 0 | 0 | 6642.8453 | 319.4498 | 321.4298 | 3214.2984 | 4821.4476 | 8.1302
7759.5592 | 673.4366 | 1638.0467 | 1652.3719 | 607.3897 | 2259.7617 | 8.69 | 4 | 1 | 3 | 1.58 | 8.28 | solar + off-peak top-up | 9638.7248 | 16196.6136 | 1357.8327 | 1001.3066 | 2122.0791 | 7763.6178 | 796.5549 | 801.4923 | 8014.9227 | 12022.3841 | 77.8687
7870.9916 | 446.1364 | 1496.9234 | 1601.5134 | 607.3897 | 2208.9032 | 8.69 | 4 | 1 | 3 | 1.58 | 11.04 | solar + off-peak top-up | 9638.7248 | 16196.6136 | 1498.9561 | 1112.739 | 2349.3792 | 7879.4856 | 847.4135 | 852.666 | 8526.6605 | 12789.9907 | 85.3385
7948.9955 | 298.5104 | 1410.8983 | 1568.8387 | 607.3897 | 2176.2285 | 8.69 | 4 | 1 | 3 | 1.58 | 13.8 | solar + off-peak top-up | 9638.7248 | 16196.6136 | 1584.9812 | 1190.7429 | 2497.0053 | 7949.1077 | 880.0882 | 885.5433 | 8855.4327 | 13283.1491 | 90.19
8005.6897 | 205.8109 | 1364.5932 | 1548.8097 | 607.3897 | 2156.1995 | 8.69 | 4 | 1 | 3 | 1.58 | 16.56 | solar + off-peak top-up | 9638.7248 | 16196.6136 | 1631.2863 | 1247.4371 | 2589.7047 | 7985.113 | 900.1172 | 905.6964 | 9056.9641 | 13585.4461 | 93.2364
8034.6198 | 150.2487 | 1331.7874 | 1536.4848 | 607.3897 | 2143.8745 | 8.69 | 4 | 1 | 3 | 1.58 | 19.32 | solar + off-peak top-up | 9638.7248 | 16196.6136 | 1664.0921 | 1276.3672 | 2645.267 | 8011.7451 | 912.4421 | 918.0978 | 9180.9776 | 13771.4665 | 95.0623
8051.8191 | 111.429 | 1305.8538 | 1527.6828 | 607.3897 | 2135.0726 | 8.69 | 4 | 1 | 3 | 1.58 | 22.08 | solar + off-peak top-up | 9638.7248 | 16196.6136 | 1690.0257 | 1293.5665 | 2684.0866 | 8033.3655 | 921.2441 | 926.9543 | 9269.5427 | 13904.314 | 96.3381
6757.8897 | 2753.1789 | 3391.3036 | 2054.8993 | 607.3897 | 2662.289 | 9.085 | 5 | 1 | 4 | 1.975 | 0 | solar + off-peak top-up | 10076.8487 | 16196.6136 | 0 | 0 | 0 | 6685.545 | 394.0276 | 396.4699 | 3964.6993 | 5947.0489 | 9.5215
7679.4213 | 651.0038 | 1974.6984 | 1577.9727 | 607.3897 | 2185.3624 | 9.085 | 5 | 1 | 4 | 1.975 | 8.28 | solar + off-peak top-up | 10076.8487 | 16196.6136 | 1416.6053 | 921.5316 | 2102.1751 | 7866.1885 | 870.9542 | 876.3527 | 8763.5268 | 13145.2903 | 78.6059
7767.8849 | 429.6225 | 1817.1828 | 1527.1673 | 607.3897 | 2134.5571 | 9.085 | 5 | 1 | 4 | 1.975 | 11.04 | solar + off-peak top-up | 10076.8487 | 16196.6136 | 1574.1209 | 1009.9952 | 2323.5564 | 7999.1062 | 921.7595 | 927.4729 | 9274.7292 | 13912.0939 | 85.8812
7835.1016 | 286.3102 | 1725.1636 | 1494.9085 | 607.3897 | 2102.2982 | 9.085 | 5 | 1 | 4 | 1.975 | 13.8 | solar + off-peak top-up | 10076.8487 | 16196.6136 | 1666.1401 | 1077.212 | 2466.8687 | 8075.2018 | 954.0184 | 959.9317 | 9599.3174 | 14398.9761 | 90.5909
7881.0668 | 198.3467 | 1673.3916 | 1475.4066 | 607.3897 | 2082.7964 | 9.085 | 5 | 1 | 4 | 1.975 | 16.56 | solar + off-peak top-up | 10076.8487 | 16196.6136 | 1717.912 | 1123.1771 | 2554.8322 | 8117.2001 | 973.5203 | 979.5545 | 9795.5448 | 14693.3171 | 93.4817
7902.105 | 144.6193 | 1634.7326 | 1463.0493 | 607.3897 | 2070.439 | 9.085 | 5 | 1 | 4 | 1.975 | 19.32 | solar + off-peak top-up | 10076.8487 | 16196.6136 | 1756.571 | 1144.2153 | 2608.5596 | 8149.8893 | 985.8776 | 991.9884 | 9919.8843 | 14879.8264 | 95.2473
7911.3757 | 106.8419 | 1602.0285 | 1454.0107 | 607.3897 | 2061.4004 | 9.085 | 5 | 1 | 4 | 1.975 | 22.08 | solar + off-peak top-up | 10076.8487 | 16196.6136 | 1789.2751 | 1153.4861 | 2646.337 | 8178.3959 | 994.9162 | 1001.0831 | 10010.8306 | 15016.2459 | 96.4888
6757.5304 | 2714.6201 | 3790.5095 | 1981.3448 | 607.3897 | 2588.7345 | 9.48 | 6 | 1 | 5 | 2.37 | 0 | solar + off-peak top-up | 10514.9725 | 16196.6136 | 0 | 0 | 0 | 6724.4631 | 467.5821 | 470.4803 | 4704.8034 | 7057.2051 | 10.7887
7603.894 | 632.8193 | 2320.2613 | 1505.0084 | 607.3897 | 2112.3981 | 9.48 | 6 | 1 | 5 | 2.37 | 8.28 | solar + off-peak top-up | 10514.9725 | 16196.6136 | 1470.2481 | 846.3636 | 2081.8009 | 7959.9003 | 943.9185 | 949.7693 | 9497.6925 | 14246.5388 | 79.2035
7675.7315 | 415.0749 | 2150.1606 | 1454.0766 | 607.3897 | 2061.4663 | 9.48 | 6 | 1 | 5 | 2.37 | 11.04 | solar + off-peak top-up | 10514.9725 | 16196.6136 | 1640.3488 | 918.2011 | 2299.5452 | 8105.8072 | 994.8503 | 1001.0168 | 10010.1675 | 15015.2513 | 86.3593
7735.1869 | 275.1009 | 2054.0893 | 1422.1767 | 607.3897 | 2029.5664 | 9.48 | 6 | 1 | 5 | 2.37 | 13.8 | solar + off-peak top-up | 10514.9725 | 16196.6136 | 1736.4202 | 977.6565 | 2439.5193 | 8186.3259 | 1026.7502 | 1033.1144 | 10331.1436 | 15496.7154 | 90.9593
7770.8857 | 191.1648 | 1996.5258 | 1403.0507 | 607.3897 | 2010.4404 | 9.48 | 6 | 1 | 5 | 2.37 | 16.56 | solar + off-peak top-up | 10514.9725 | 16196.6136 | 1793.9836 | 1013.3553 | 2523.4553 | 8234.5631 | 1045.8762 | 1052.3589 | 10523.5889 | 15785.3834 | 93.7177
7788.8864 | 139.2653 | 1956.8605 | 1390.9667 | 607.3897 | 1998.3564 | 9.48 | 6 | 1 | 5 | 2.37 | 19.32 | solar + off-peak top-up | 10514.9725 | 16196.6136 | 1833.649 | 1031.3561 | 2575.3548 | 8268.4618 | 1057.9602 | 1064.5178 | 10645.1779 | 15967.7668 | 95.4233
7796.8053 | 102.2599 | 1923.6622 | 1382.0391 | 607.3897 | 1989.4289 | 9.48 | 6 | 1 | 5 | 2.37 | 22.08 | solar + off-peak top-up | 10514.9725 | 16196.6136 | 1866.8473 | 1039.2749 | 2612.3603 | 8297.5485 | 1066.8877 | 1073.5007 | 10735.0068 | 16102.5102 | 96.6394
6757.1772 | 2679.1606 | 4192.8206 | 1908.6299 | 607.3897 | 2516.0197 | 9.875 | 7 | 1 | 6 | 2.765 | 0 | solar + off-peak top-up | 10953.0964 | 16196.6136 | 0 | 0 | 0 | 6760.2758 | 540.2969 | 543.6459 | 5436.4589 | 8154.6883 | 11.954
7541.7559 | 615.6821 | 2680.5826 | 1433.1295 | 607.3897 | 2040.5192 | 9.875 | 7 | 1 | 6 | 2.765 | 8.28 | solar + off-peak top-up | 10953.0964 | 16196.6136 | 1512.238 | 784.5786 | 2063.4785 | 8039.1756 | 1015.7974 | 1022.0937 | 10220.9366 | 15331.4049 | 79.7667
7596.1468 | 400.873 | 2495.747 | 1381.9196 | 607.3897 | 1989.3094 | 9.875 | 7 | 1 | 6 | 2.765 | 11.04 | solar + off-peak top-up | 10953.0964 | 16196.6136 | 1697.0736 | 838.9696 | 2278.2876 | 8199.5938 | 1067.0073 | 1073.6209 | 10736.2094 | 16104.3141 | 86.826
7645.0796 | 265.3903 | 2394.1435 | 1350.4976 | 607.3897 | 1957.8873 | 9.875 | 7 | 1 | 6 | 2.765 | 13.8 | solar + off-peak top-up | 10953.0964 | 16196.6136 | 1798.6771 | 887.9024 | 2413.7703 | 8286.1437 | 1098.4293 | 1105.2377 | 11052.3773 | 16578.566 | 91.2784
7676.7942 | 184.0383 | 2335.4669 | 1331.7777 | 607.3897 | 1939.1674 | 9.875 | 7 | 1 | 6 | 2.765 | 16.56 | solar + off-peak top-up | 10953.0964 | 16196.6136 | 1857.3537 | 919.617 | 2495.1223 | 8335.7811 | 1117.1492 | 1124.0737 | 11240.737 | 16861.1055 | 93.9519
7689.1828 | 134.0298 | 2292.2905 | 1319.82 | 607.3897 | 1927.2098 | 9.875 | 7 | 1 | 6 | 2.765 | 19.32 | solar + off-peak top-up | 10953.0964 | 16196.6136 | 1900.5301 | 932.0055 | 2545.1307 | 8373.401 | 1129.1069 | 1136.1055 | 11361.0547 | 17041.5821 | 95.5953
7695.6814 | 97.7658 | 2258.4958 | 1310.9914 | 607.3897 | 1918.3812 | 9.875 | 7 | 1 | 6 | 2.765 | 22.08 | solar + off-peak top-up | 10953.0964 | 16196.6136 | 1934.3248 | 938.5042 | 2581.3947 | 8403.1663 | 1137.9355 | 1144.9888 | 11449.8878 | 17174.8317 | 96.7871
6756.8319 | 2646.1195 | 4597.5581 | 1836.5706 | 607.3897 | 2443.9603 | 10.27 | 8 | 1 | 7 | 3.16 | 0 | solar + off-peak top-up | 11391.2203 | 16196.6136 | 0 | 0 | 0 | 6793.6622 | 612.3563 | 616.1519 | 6161.5193 | 9242.2789 | 13.0399
7488.2963 | 598.7522 | 3050.0913 | 1361.813 | 607.3897 | 1969.2028 | 10.27 | 8 | 1 | 7 | 3.16 | 8.28 | solar + off-peak top-up | 11391.2203 | 16196.6136 | 1547.4667 | 731.4644 | 2047.3673 | 8109.5651 | 1087.1138 | 1093.8522 | 10938.5215 | 16407.7823 | 80.323
7532.716 | 387.1258 | 2857.7226 | 1310.9407 | 607.3897 | 1918.3304 | 10.27 | 8 | 1 | 7 | 3.16 | 11.04 | solar + off-peak top-up | 11391.2203 | 16196.6136 | 1739.8355 | 775.8841 | 2258.9937 | 8276.7718 | 1137.9862 | 1145.0398 | 11450.3985 | 17175.5977 | 87.2778
7566.3781 | 256.814 | 2746.5938 | 1279.8689 | 607.3897 | 1887.2587 | 10.27 | 8 | 1 | 7 | 3.16 | 13.8 | solar + off-peak top-up | 11391.2203 | 16196.6136 | 1850.9643 | 809.5462 | 2389.3055 | 8373.4215 | 1169.058 | 1176.3042 | 11763.0421 | 17644.5631 | 91.5603
7588.6429 | 177.0639 | 2680.2474 | 1260.9585 | 607.3897 | 1868.3483 | 10.27 | 8 | 1 | 7 | 3.16 | 16.56 | solar + off-peak top-up | 11391.2203 | 16196.6136 | 1917.3107 | 831.811 | 2469.0556 | 8430.9068 | 1187.9683 | 1195.3318 | 11953.3178 | 17929.9767 | 94.1811
7599.5349 | 129.0247 | 2637.7624 | 1249.4079 | 607.3897 | 1856.7976 | 10.27 | 8 | 1 | 7 | 3.16 | 19.32 | solar + off-peak top-up | 11391.2203 | 16196.6136 | 1959.7957 | 842.703 | 2517.0948 | 8468.054 | 1199.519 | 1206.9541 | 12069.5407 | 18104.311 | 95.7598
7600.6003 | 93.8458 | 2599.7402 | 1240.5116 | 607.3897 | 1847.9013 | 10.27 | 8 | 1 | 7 | 3.16 | 22.08 | solar + off-peak top-up | 11391.2203 | 16196.6136 | 1997.8179 | 843.7684 | 2552.2737 | 8502.1675 | 1208.4153 | 1215.9055 | 12159.0547 | 18238.5821 | 96.9159
6756.4915 | 2615.0604 | 5004.2823 | 1765.0482 | 607.3897 | 2372.4379 | 10.665 | 9 | 1 | 8 | 3.555 | 0 | solar + off-peak top-up | 11829.3441 | 16196.6136 | 0 | 0 | 0 | 6825.0618 | 683.8787 | 688.1176 | 6881.1762 | 10321.7643 | 14.0606
7446.7425 | 583.061 | 3432.6623 | 1291.5981 | 607.3897 | 1898.9878 | 10.665 | 9 | 1 | 8 | 3.555 | 8.28 | solar + off-peak top-up | 11829.3441 | 16196.6136 | 1571.6201 | 690.2511 | 2031.9994 | 8166.8101 | 1157.3288 | 1164.5023 | 11645.0232 | 17467.5349 | 80.8387
7480.832 | 374.5886 | 3232.3666 | 1241.0335 | 607.3897 | 1848.4233 | 10.665 | 9 | 1 | 8 | 3.555 | 11.04 | solar + off-peak top-up | 11829.3441 | 16196.6136 | 1771.9157 | 724.3405 | 2240.4718 | 8341.193 | 1207.8934 | 1215.3803 | 12153.803 | 18230.7045 | 87.6898
7500.5008 | 248.289 | 3111.7026 | 1210.0977 | 607.3897 | 1817.4874 | 10.665 | 9 | 1 | 8 | 3.555 | 13.8 | solar + off-peak top-up | 11829.3441 | 16196.6136 | 1892.5797 | 744.0094 | 2366.7713 | 8447.8238 | 1238.8292 | 1246.5079 | 12465.0789 | 18697.6183 | 91.8404
7510.8493 | 170.5014 | 3035.6204 | 1190.9325 | 607.3897 | 1798.3223 | 10.665 | 9 | 1 | 8 | 3.555 | 16.56 | solar + off-peak top-up | 11829.3441 | 16196.6136 | 1968.662 | 754.3578 | 2444.559 | 8515.2629 | 1257.9943 | 1265.7918 | 12657.9183 | 18986.8774 | 94.3968
7518.0307 | 124.1159 | 2991.2623 | 1179.5682 | 607.3897 | 1786.9579 | 10.665 | 9 | 1 | 8 | 3.555 | 19.32 | solar + off-peak top-up | 11829.3441 | 16196.6136 | 2013.02 | 761.5392 | 2490.9445 | 8554.467 | 1269.3587 | 1277.2266 | 12772.2662 | 19158.3993 | 95.9211
7515.7044 | 89.964 | 2950.9895 | 1170.7188 | 607.3897 | 1778.1085 | 10.665 | 9 | 1 | 8 | 3.555 | 22.08 | solar + off-peak top-up | 11829.3441 | 16196.6136 | 2053.2928 | 759.2129 | 2525.0963 | 8590.9452 | 1278.2081 | 1286.1309 | 12861.309 | 19291.9635 | 97.0435
6756.1545 | 2585.6608 | 5412.6696 | 1693.9754 | 607.3897 | 2301.3652 | 11.06 | 10 | 1 | 9 | 3.95 | 0 | solar + off-peak top-up | 12267.468 | 16196.6136 | 0 | 0 | 0 | 6854.7984 | 754.9514 | 759.6309 | 7596.3089 | 11394.4634 | 15.0267
7408.3743 | 568.8637 | 3819.8943 | 1221.9921 | 607.3897 | 1829.3819 | 11.06 | 10 | 1 | 9 | 3.95 | 8.28 | solar + off-peak top-up | 12267.468 | 16196.6136 | 1592.7753 | 652.2199 | 2016.797 | 8219.3755 | 1226.9348 | 1234.5397 | 12345.3972 | 18518.0958 | 81.3053
7434.1982 | 363.9832 | 3615.1638 | 1171.8423 | 607.3897 | 1779.2321 | 11.06 | 10 | 1 | 9 | 3.95 | 11.04 | solar + off-peak top-up | 12267.468 | 16196.6136 | 1797.5058 | 678.0437 | 2221.6775 | 8398.4322 | 1277.0846 | 1285.0004 | 12850.004 | 19275.006 | 88.0383
7440.492 | 239.9789 | 3482.7343 | 1140.7795 | 607.3897 | 1748.1693 | 11.06 | 10 | 1 | 9 | 3.95 | 13.8 | solar + off-peak top-up | 12267.468 | 16196.6136 | 1929.9354 | 684.3376 | 2345.6819 | 8516.1427 | 1308.1474 | 1316.2557 | 13162.5572 | 19743.8358 | 92.1135
7445.5772 | 164.0232 | 3403.4242 | 1121.7477 | 607.3897 | 1729.1375 | 11.06 | 10 | 1 | 9 | 3.95 | 16.56 | solar + off-peak top-up | 12267.468 | 16196.6136 | 2009.2454 | 689.4227 | 2421.6376 | 8587.0132 | 1327.1791 | 1335.4055 | 13354.0546 | 20031.0818 | 94.6097
7444.777 | 119.5008 | 3353.1547 | 1110.3525 | 607.3897 | 1717.7423 | 11.06 | 10 | 1 | 9 | 3.95 | 19.32 | solar + off-peak top-up | 12267.468 | 16196.6136 | 2059.5149 | 688.6225 | 2466.16 | 8632.3358 | 1338.5743 | 1346.8713 | 13468.713 | 20203.0694 | 96.0728
7436.2842 | 86.1047 | 3307.5551 | 1101.3051 | 607.3897 | 1708.6948 | 11.06 | 10 | 1 | 9 | 3.95 | 22.08 | solar + off-peak top-up | 12267.468 | 16196.6136 | 2105.1145 | 680.1297 | 2499.5561 | 8674.2247 | 1347.6218 | 1355.9748 | 13559.7485 | 20339.6227 | 97.1703
6755.82 | 2557.6583 | 5822.4565 | 1623.2812 | 607.3897 | 2230.6709 | 11.455 | 11 | 1 | 10 | 4.345 | 0 | solar + off-peak top-up | 12705.5918 | 16196.6136 | 0 | 0 | 0 | 6883.1354 | 825.6457 | 830.7633 | 8307.6332 | 12461.4499 | 15.947
7376.4518 | 556.1471 | 4215.0618 | 1153.1941 | 607.3897 | 1760.5838 | 11.455 | 11 | 1 | 10 | 4.345 | 8.28 | solar + off-peak top-up | 12705.5918 | 16196.6136 | 1607.3946 | 620.6319 | 2001.5112 | 8264.0147 | 1295.7328 | 1303.7642 | 13037.6419 | 19556.4629 | 81.7232
7390.5572 | 354.3215 | 4002.0073 | 1103.0804 | 607.3897 | 1710.4701 | 11.455 | 11 | 1 | 10 | 4.345 | 11.04 | solar + off-peak top-up | 12705.5918 | 16196.6136 | 1820.4492 | 634.7372 | 2203.3367 | 8451.7349 | 1345.8465 | 1354.1885 | 13541.8853 | 20312.828 | 88.3558
7388.5092 | 232.1889 | 3862.2146 | 1072.1246 | 607.3897 | 1679.5144 | 11.455 | 11 | 1 | 10 | 4.345 | 13.8 | solar + off-peak top-up | 12705.5918 | 16196.6136 | 1960.2419 | 632.6892 | 2325.4694 | 8575.9156 | 1376.8022 | 1385.3361 | 13853.3615 | 20780.0422 | 92.3695
7385.6464 | 157.8665 | 3776.7714 | 1053.0056 | 607.3897 | 1660.3953 | 11.455 | 11 | 1 | 10 | 4.345 | 16.56 | solar + off-peak top-up | 12705.5918 | 16196.6136 | 2045.6851 | 629.8264 | 2399.7918 | 8653.1007 | 1395.9213 | 1404.5737 | 14045.737 | 21068.6056 | 94.812
7378.7153 | 114.8903 | 3722.089 | 1041.616 | 607.3897 | 1649.0057 | 11.455 | 11 | 1 | 10 | 4.345 | 19.32 | solar + off-peak top-up | 12705.5918 | 16196.6136 | 2100.3675 | 622.8953 | 2442.7679 | 8703.008 | 1407.3109 | 1416.0339 | 14160.3389 | 21240.5084 | 96.2243
7368.2694 | 82.2496 | 3673.6866 | 1032.8805 | 607.3897 | 1640.2703 | 11.455 | 11 | 1 | 10 | 4.345 | 22.08 | solar + off-peak top-up | 12705.5918 | 16196.6136 | 2148.7699 | 612.4494 | 2475.4086 | 8746.0946 | 1416.0464 | 1424.8235 | 14248.2353 | 21372.3529 | 97.297
6755.492 | 2531.0211 | 6233.6152 | 1552.9571 | 607.3897 | 2160.3469 | 11.85 | 12 | 1 | 11 | 4.74 | 0 | solar + off-peak top-up | 13143.7157 | 16196.6136 | 0 | 0 | 0 | 6910.1005 | 895.9698 | 901.5233 | 9015.2331 | 13522.8497 | 16.8224
7351.3693 | 544.4109 | 4618.007 | 1085.101 | 607.3897 | 1692.4907 | 11.85 | 12 | 1 | 11 | 4.74 | 8.28 | solar + off-peak top-up | 13143.7157 | 16196.6136 | 1615.6081 | 595.8773 | 1986.6102 | 8300.8335 | 1363.8259 | 1372.2794 | 13722.7935 | 20584.1903 | 82.1089
7350.5208 | 344.8624 | 4392.5288 | 1034.6202 | 607.3897 | 1642.01 | 11.85 | 12 | 1 | 11 | 4.74 | 11.04 | solar + off-peak top-up | 13143.7157 | 16196.6136 | 1841.0864 | 595.0288 | 2186.1586 | 8501.2304 | 1414.3066 | 1423.073 | 14230.73 | 21346.095 | 88.6667
7343.0895 | 224.8849 | 4248.8798 | 1003.9976 | 607.3897 | 1611.3873 | 11.85 | 12 | 1 | 11 | 4.74 | 13.8 | solar + off-peak top-up | 13143.7157 | 16196.6136 | 1984.7354 | 587.5975 | 2306.1362 | 8628.6392 | 1444.9293 | 1453.8855 | 14538.8548 | 21808.2823 | 92.6095
7335.0975 | 151.8825 | 4159.5361 | 984.9242 | 607.3897 | 1592.314 | 11.85 | 12 | 1 | 11 | 4.74 | 16.56 | solar + off-peak top-up | 13143.7157 | 16196.6136 | 2074.079 | 579.6055 | 2379.1386 | 8709.6336 | 1464.0027 | 1473.0771 | 14730.7708 | 22096.1562 | 95.0086
7320.1129 | 110.8887 | 4098.7621 | 973.5642 | 607.3897 | 1580.954 | 11.85 | 12 | 1 | 11 | 4.74 | 19.32 | solar + off-peak top-up | 13143.7157 | 16196.6136 | 2134.8531 | 564.6209 | 2420.1324 | 8765.612 | 1475.3626 | 1484.5074 | 14845.0745 | 22267.6117 | 96.3558
7308.1494 | 78.4166 | 4047.8092 | 964.9513 | 607.3897 | 1572.3411 | 11.85 | 12 | 1 | 11 | 4.74 | 22.08 | solar + off-peak top-up | 13143.7157 | 16196.6136 | 2185.806 | 552.6574 | 2452.6045 | 8810.0476 | 1483.9756 | 1493.1738 | 14931.7378 | 22397.6066 | 97.423

## Large battery sensitivity
offpeak_import_kwh | peak_import_kwh | export_kwh | energy_cost_nzd | fixed_daily_cost_nzd | total_cost_nzd | total_solar_kwp | added_panels | current_array_extra_panels | second_array_panels | added_solar_kwp | battery_kwh | battery_mode | solar_generation_kwh | load_kwh | battery_charged_from_solar_kwh | battery_charged_from_grid_kwh | battery_discharged_to_load_kwh | self_consumption_kwh | period_savings_nzd | annualized_savings_nzd | ten_year_break_even_capex_nzd | fifteen_year_break_even_capex_nzd | peak_import_reduction_pct
8820.15 | 75.1801 | 255.198 | 1823.2506 | 607.3897 | 2430.6403 | 7.11 | 0 | 0 | 0 | 0 | 27.6 | solar + off-peak top-up | 7886.2294 | 16196.6136 | 1237.0738 | 2060.405 | 2967.7309 | 7301.2835 | 625.6763 | 629.5545 | 6295.5448 | 9443.3172 | 97.5293
8825.9489 | 38.8977 | 220.6831 | 1814.373 | 607.3897 | 2421.7627 | 7.11 | 0 | 0 | 0 | 0 | 33.12 | solar + off-peak top-up | 7886.2294 | 16196.6136 | 1271.5887 | 2066.2039 | 3004.0133 | 7331.767 | 634.5539 | 638.4871 | 6384.8711 | 9577.3066 | 98.7217
8822.8711 | 15.484 | 191.5902 | 1808.2121 | 607.3897 | 2415.6018 | 7.11 | 0 | 0 | 0 | 0 | 38.64 | solar + off-peak top-up | 7886.2294 | 16196.6136 | 1300.6816 | 2063.1261 | 3027.427 | 7358.2584 | 640.7148 | 644.6862 | 6446.8618 | 9670.2927 | 99.4911
8811.3631 | 5.8512 | 169.3791 | 1805.0286 | 607.3897 | 2412.4184 | 7.11 | 0 | 0 | 0 | 0 | 44.16 | solar + off-peak top-up | 7886.2294 | 16196.6136 | 1322.8927 | 2051.6181 | 3037.0598 | 7379.3992 | 643.8983 | 647.8894 | 6478.8937 | 9718.3405 | 99.8077
8580.0254 | 70.7532 | 457.5262 | 1742.4904 | 607.3897 | 2349.8801 | 7.505 | 1 | 1 | 0 | 0.395 | 27.6 | solar + off-peak top-up | 8324.3533 | 16196.6136 | 1389.2644 | 1820.6563 | 2888.9287 | 7545.835 | 706.4365 | 710.8153 | 7108.1525 | 10662.2288 | 97.6748
8580.6996 | 35.9357 | 419.5143 | 1733.6614 | 607.3897 | 2341.0512 | 7.505 | 1 | 1 | 0 | 0.395 | 33.12 | solar + off-peak top-up | 8324.3533 | 16196.6136 | 1427.2763 | 1821.3305 | 2923.7461 | 7579.9783 | 715.2655 | 719.6989 | 7196.9893 | 10795.4839 | 98.819
8580.9161 | 13.7158 | 395.042 | 1728.0134 | 607.3897 | 2335.4031 | 7.505 | 1 | 1 | 0 | 0.395 | 38.64 | solar + off-peak top-up | 8324.3533 | 16196.6136 | 1451.7485 | 1821.5471 | 2945.9661 | 7601.9817 | 720.9135 | 725.382 | 7253.8197 | 10880.7296 | 99.5493
8570.093 | 5.4446 | 375.0287 | 1725.2202 | 607.3897 | 2332.61 | 7.505 | 1 | 1 | 0 | 0.395 | 44.16 | solar + off-peak top-up | 8324.3533 | 16196.6136 | 1471.7619 | 1810.724 | 2954.2373 | 7621.076 | 723.7066 | 728.1924 | 7281.9243 | 10922.8864 | 99.8211
8394.191 | 66.6092 | 712.2171 | 1665.5641 | 607.3897 | 2272.9538 | 7.9 | 2 | 1 | 1 | 0.79 | 27.6 | solar + off-peak top-up | 8762.4771 | 16196.6136 | 1509.2693 | 1635.1962 | 2830.0189 | 7735.8134 | 783.3628 | 788.2184 | 7882.1836 | 11823.2754 | 97.811
8405.8282 | 33.1215 | 686.6458 | 1657.7684 | 607.3897 | 2265.1582 | 7.9 | 2 | 1 | 1 | 0.79 | 33.12 | solar + off-peak top-up | 8762.4771 | 16196.6136 | 1534.8407 | 1646.8334 | 2863.5066 | 7757.6639 | 791.1585 | 796.0624 | 7960.6235 | 11940.9353 | 98.9115
8406.5103 | 12.2436 | 664.1303 | 1652.4918 | 607.3897 | 2259.8816 | 7.9 | 2 | 1 | 1 | 0.79 | 38.64 | solar + off-peak top-up | 8762.4771 | 16196.6136 | 1557.3562 | 1647.5155 | 2884.3845 | 7777.8597 | 796.435 | 801.3716 | 8013.7163 | 12020.5744 | 99.5976
8402.6927 | 5.038 | 652.3064 | 1650.414 | 607.3897 | 2257.8037 | 7.9 | 2 | 1 | 1 | 0.79 | 44.16 | solar + off-peak top-up | 8762.4771 | 16196.6136 | 1569.1801 | 1643.6979 | 2891.5901 | 7788.883 | 798.5129 | 803.4624 | 8034.6238 | 12051.9356 | 99.8344
8222.4064 | 63.3811 | 980.7919 | 1589.9316 | 607.3897 | 2197.3214 | 8.295 | 3 | 1 | 2 | 1.185 | 27.6 | solar + off-peak top-up | 9200.601 | 16196.6136 | 1624.6033 | 1463.7837 | 2779.404 | 7910.8261 | 858.9953 | 864.3196 | 8643.1962 | 12964.7943 | 97.9171
8236.4166 | 30.3109 | 958.0575 | 1582.3926 | 607.3897 | 2189.7824 | 8.295 | 3 | 1 | 2 | 1.185 | 33.12 | solar + off-peak top-up | 9200.601 | 16196.6136 | 1647.3377 | 1477.7939 | 2812.4742 | 7929.886 | 866.5342 | 871.9053 | 8719.0531 | 13078.5797 | 99.0039
8245.902 | 11.3006 | 946.4204 | 1578.1496 | 607.3897 | 2185.5393 | 8.295 | 3 | 1 | 2 | 1.185 | 38.64 | solar + off-peak top-up | 9200.601 | 16196.6136 | 1658.9748 | 1487.2793 | 2831.4845 | 7939.411 | 870.7773 | 876.1747 | 8761.7468 | 13142.6202 | 99.6286
8242.3347 | 4.6319 | 935.4433 | 1576.2244 | 607.3897 | 2183.6141 | 8.295 | 3 | 1 | 2 | 1.185 | 44.16 | solar + off-peak top-up | 9200.601 | 16196.6136 | 1669.9519 | 1483.712 | 2838.1532 | 7949.647 | 872.7025 | 878.1118 | 8781.1181 | 13171.6772 | 99.8478
8061.4488 | 60.159 | 1258.5168 | 1515.2289 | 607.3897 | 2122.6187 | 8.69 | 4 | 1 | 3 | 1.58 | 27.6 | solar + off-peak top-up | 9638.7248 | 16196.6136 | 1737.3627 | 1303.1962 | 2735.3566 | 8075.0058 | 933.6979 | 939.4853 | 9394.8533 | 14092.2799 | 98.023
8079.3587 | 27.5064 | 1240.1459 | 1508.0434 | 607.3897 | 2115.4331 | 8.69 | 4 | 1 | 3 | 1.58 | 33.12 | solar + off-peak top-up | 9638.7248 | 16196.6136 | 1755.7335 | 1321.106 | 2768.0093 | 8089.7486 | 940.8835 | 946.7154 | 9467.1542 | 14200.7313 | 99.0961
8089.2047 | 10.3583 | 1230.9385 | 1504.2977 | 607.3897 | 2111.6874 | 8.69 | 4 | 1 | 3 | 1.58 | 38.64 | solar + off-peak top-up | 9638.7248 | 16196.6136 | 1764.941 | 1330.952 | 2785.1574 | 8097.0507 | 944.6292 | 950.4844 | 9504.8437 | 14257.2655 | 99.6596
8090.1992 | 4.2265 | 1225.1199 | 1502.7982 | 607.3897 | 2110.188 | 8.69 | 4 | 1 | 3 | 1.58 | 44.16 | solar + off-peak top-up | 9638.7248 | 16196.6136 | 1770.7596 | 1331.9465 | 2791.2891 | 8102.1879 | 946.1286 | 951.9931 | 9519.9307 | 14279.896 | 99.8611
7924.065 | 56.9396 | 1559.2708 | 1442.0991 | 607.3897 | 2049.4889 | 9.085 | 5 | 1 | 4 | 1.975 | 27.6 | solar + off-peak top-up | 10076.8487 | 16196.6136 | 1832.0328 | 1166.1754 | 2696.2393 | 8215.609 | 1006.8278 | 1013.0684 | 10130.6845 | 15196.0267 | 98.1288
7932.2634 | 24.7045 | 1531.6523 | 1434.4048 | 607.3897 | 2041.7945 | 9.085 | 5 | 1 | 4 | 1.975 | 33.12 | solar + off-peak top-up | 10076.8487 | 16196.6136 | 1859.6513 | 1174.3737 | 2728.4744 | 8239.6457 | 1014.5221 | 1020.8105 | 10208.1048 | 15312.1572 | 99.1881
7937.8799 | 9.4167 | 1520.2824 | 1430.8651 | 607.3897 | 2038.2549 | 9.085 | 5 | 1 | 4 | 1.975 | 38.64 | solar + off-peak top-up | 10076.8487 | 16196.6136 | 1871.0213 | 1179.9902 | 2743.7622 | 8249.3171 | 1018.0618 | 1024.3721 | 10243.7206 | 15365.581 | 99.6905
7938.2782 | 3.8214 | 1514.4638 | 1429.4647 | 607.3897 | 2036.8544 | 9.085 | 5 | 1 | 4 | 1.975 | 44.16 | solar + off-peak top-up | 10076.8487 | 16196.6136 | 1876.8399 | 1180.3885 | 2749.3575 | 8254.514 | 1019.4622 | 1025.7812 | 10257.812 | 15386.7181 | 99.8744
7800.4926 | 53.7218 | 1873.4183 | 1369.905 | 607.3897 | 1977.2947 | 9.48 | 6 | 1 | 5 | 2.37 | 27.6 | solar + off-peak top-up | 10514.9725 | 16196.6136 | 1917.0912 | 1042.9622 | 2660.8984 | 8342.3992 | 1079.0219 | 1085.7101 | 10857.1007 | 16285.651 | 98.2345
7801.8826 | 22.0354 | 1839.6012 | 1361.9192 | 607.3897 | 1969.3089 | 9.48 | 6 | 1 | 5 | 2.37 | 33.12 | solar + off-peak top-up | 10514.9725 | 16196.6136 | 1950.9082 | 1044.3522 | 2692.5847 | 8372.6956 | 1087.0077 | 1093.7454 | 10937.4536 | 16406.1804 | 99.2758
7795.2305 | 8.6533 | 1818.0801 | 1358.088 | 607.3897 | 1965.4777 | 9.48 | 6 | 1 | 5 | 2.37 | 38.64 | solar + off-peak top-up | 10514.9725 | 16196.6136 | 1972.4294 | 1037.7002 | 2705.9669 | 8392.7298 | 1090.8389 | 1097.6003 | 10976.0032 | 16464.0048 | 99.7156
7786.5392 | 3.4165 | 1803.5701 | 1356.2031 | 607.3897 | 1963.5928 | 9.48 | 6 | 1 | 5 | 2.37 | 44.16 | solar + off-peak top-up | 10514.9725 | 16196.6136 | 1986.9393 | 1029.0088 | 2711.2036 | 8406.6579 | 1092.7238 | 1099.4969 | 10994.969 | 16492.4536 | 99.8877
7691.9364 | 50.5257 | 2202.2618 | 1298.7172 | 607.3897 | 1906.1069 | 9.875 | 7 | 1 | 6 | 2.765 | 27.6 | solar + off-peak top-up | 10953.0964 | 16196.6136 | 1990.5588 | 934.7592 | 2628.6348 | 8454.1514 | 1150.2097 | 1157.3391 | 11573.391 | 17360.0865 | 98.3396
7690.3091 | 20.0103 | 2166.7284 | 1290.8386 | 607.3897 | 1898.2283 | 9.875 | 7 | 1 | 6 | 2.765 | 33.12 | solar + off-peak top-up | 10953.0964 | 16196.6136 | 2026.0922 | 933.1318 | 2659.1503 | 8486.2943 | 1158.0883 | 1165.2665 | 11652.6652 | 17478.9978 | 99.3424
7674.2847 | 8.2485 | 2137.6355 | 1286.8266 | 607.3897 | 1894.2163 | 9.875 | 7 | 1 | 6 | 2.765 | 38.64 | solar + off-peak top-up | 10953.0964 | 16196.6136 | 2055.1851 | 917.1075 | 2670.9121 | 8514.0804 | 1162.1003 | 1169.3034 | 11693.034 | 17539.551 | 99.7289
7656.8642 | 3.0118 | 2110.0399 | 1285.0161 | 607.3897 | 1892.4058 | 9.875 | 7 | 1 | 6 | 2.765 | 44.16 | solar + off-peak top-up | 10953.0964 | 16196.6136 | 2082.7807 | 899.6869 | 2676.1488 | 8536.7377 | 1163.9108 | 1171.1252 | 11711.2516 | 17566.8773 | 99.901
7588.6469 | 47.728 | 2536.5448 | 1228.0033 | 607.3897 | 1835.3931 | 10.27 | 8 | 1 | 7 | 3.16 | 27.6 | solar + off-peak top-up | 11391.2203 | 16196.6136 | 2061.0133 | 831.815 | 2598.3915 | 8560.2387 | 1220.9235 | 1228.4912 | 12284.9125 | 18427.3687 | 98.4315
7580.4705 | 17.9862 | 2495.3219 | 1219.907 | 607.3897 | 1827.2968 | 10.27 | 8 | 1 | 7 | 3.16 | 33.12 | solar + off-peak top-up | 11391.2203 | 16196.6136 | 2102.2362 | 823.6385 | 2628.1333 | 8598.157 | 1229.0198 | 1236.6377 | 12366.3773 | 18549.566 | 99.4089
7566.0697 | 7.844 | 2465.9519 | 1216.9434 | 607.3897 | 1824.3331 | 10.27 | 8 | 1 | 7 | 3.16 | 38.64 | solar + off-peak top-up | 11391.2203 | 16196.6136 | 2131.6062 | 809.2377 | 2638.2755 | 8622.7 | 1231.9835 | 1239.6198 | 12396.1979 | 18594.2969 | 99.7422
7549.3618 | 2.6072 | 2437.6069 | 1215.3885 | 607.3897 | 1822.7783 | 10.27 | 8 | 1 | 7 | 3.16 | 44.16 | solar + off-peak top-up | 11391.2203 | 16196.6136 | 2159.9512 | 792.5299 | 2643.5123 | 8644.6446 | 1233.5384 | 1241.1843 | 12411.8425 | 18617.7638 | 99.9143
7498.4872 | 44.968 | 2883.7767 | 1158.1629 | 607.3897 | 1765.5527 | 10.665 | 9 | 1 | 8 | 3.555 | 27.6 | solar + off-peak top-up | 11829.3441 | 16196.6136 | 2120.5056 | 741.9957 | 2570.0924 | 8653.1584 | 1290.764 | 1298.7646 | 12987.6457 | 19481.4685 | 98.5222
7489.6268 | 16.7631 | 2840.5437 | 1150.8518 | 607.3897 | 1758.2415 | 10.665 | 9 | 1 | 8 | 3.555 | 33.12 | solar + off-peak top-up | 11829.3441 | 16196.6136 | 2163.7387 | 733.1354 | 2598.2973 | 8690.2237 | 1298.0751 | 1306.121 | 13061.2102 | 19591.8153 | 99.4491
7471.1601 | 7.4394 | 2805.8988 | 1148.1442 | 607.3897 | 1755.5339 | 10.665 | 9 | 1 | 8 | 3.555 | 38.64 | solar + off-peak top-up | 11829.3441 | 16196.6136 | 2198.3835 | 714.6687 | 2607.6209 | 8718.014 | 1300.7827 | 1308.8454 | 13088.4541 | 19632.6811 | 99.7555
7456.6407 | 2.2027 | 2779.7422 | 1146.728 | 607.3897 | 1754.1177 | 10.665 | 9 | 1 | 8 | 3.555 | 44.16 | solar + off-peak top-up | 11829.3441 | 16196.6136 | 2224.5401 | 700.1493 | 2612.8577 | 8737.7702 | 1302.1989 | 1310.2704 | 13102.7038 | 19654.0558 | 99.9276
7416.5254 | 42.2296 | 3236.6831 | 1089.2141 | 607.3897 | 1696.6039 | 11.06 | 10 | 1 | 9 | 3.95 | 27.6 | solar + off-peak top-up | 12267.468 | 16196.6136 | 2175.9865 | 660.371 | 2543.4312 | 8737.8586 | 1359.7127 | 1368.1407 | 13681.4071 | 20522.1106 | 98.6122
7411.9263 | 15.6112 | 3196.6894 | 1082.9782 | 607.3897 | 1690.368 | 11.06 | 10 | 1 | 9 | 3.95 | 33.12 | solar + off-peak top-up | 12267.468 | 16196.6136 | 2215.9802 | 655.7719 | 2570.0496 | 8769.076 | 1365.9487 | 1374.4153 | 13744.153 | 20616.2296 | 99.487
7395.2731 | 7.0349 | 3164.6883 | 1080.5759 | 607.3897 | 1687.9656 | 11.06 | 10 | 1 | 9 | 3.95 | 38.64 | solar + off-peak top-up | 12267.468 | 16196.6136 | 2247.9813 | 639.1187 | 2578.6259 | 8794.3056 | 1368.351 | 1376.8325 | 13768.3251 | 20652.4877 | 99.7688
7382.1562 | 1.7981 | 3139.9343 | 1079.2485 | 607.3897 | 1686.6383 | 11.06 | 10 | 1 | 9 | 3.95 | 44.16 | solar + off-peak top-up | 12267.468 | 16196.6136 | 2272.7353 | 626.0018 | 2583.8626 | 8812.6592 | 1369.6784 | 1378.1681 | 13781.681 | 20672.5215 | 99.9409
7349.0314 | 39.4949 | 3601.1248 | 1021.6056 | 607.3897 | 1628.9954 | 11.455 | 11 | 1 | 10 | 4.345 | 27.6 | solar + off-peak top-up | 12705.5918 | 16196.6136 | 2221.3317 | 593.2114 | 2518.1634 | 8808.0873 | 1427.3213 | 1436.1683 | 14361.6829 | 21542.5243 | 98.7021
7341.7425 | 14.6034 | 3560.3601 | 1015.6393 | 607.3897 | 1623.0291 | 11.455 | 11 | 1 | 10 | 4.345 | 33.12 | solar + off-peak top-up | 12705.5918 | 16196.6136 | 2262.0964 | 585.9225 | 2543.0549 | 8840.2677 | 1433.2876 | 1442.1716 | 14421.7159 | 21632.5738 | 99.5201
7326.8651 | 6.6303 | 3530.8051 | 1013.5032 | 607.3897 | 1620.893 | 11.455 | 11 | 1 | 10 | 4.345 | 38.64 | solar + off-peak top-up | 12705.5918 | 16196.6136 | 2291.6514 | 571.0451 | 2551.0279 | 8863.1182 | 1435.4237 | 1444.3209 | 14443.2093 | 21664.814 | 99.7821
7313.6666 | 1.3936 | 3505.9694 | 1012.1707 | 607.3897 | 1619.5604 | 11.455 | 11 | 1 | 10 | 4.345 | 44.16 | solar + off-peak top-up | 12705.5918 | 16196.6136 | 2316.4871 | 557.8466 | 2556.2647 | 8881.5534 | 1436.7562 | 1445.6617 | 14456.6172 | 21684.9258 | 99.9542
7288.9578 | 36.7631 | 3976.5174 | 953.96 | 607.3897 | 1561.3497 | 11.85 | 12 | 1 | 11 | 4.74 | 27.6 | solar + off-peak top-up | 13143.7157 | 16196.6136 | 2257.0978 | 533.4658 | 2494.2579 | 8870.8926 | 1494.9669 | 1504.2332 | 15042.3322 | 22563.4983 | 98.7918
7277.0768 | 13.6243 | 3933.108 | 948.1494 | 607.3897 | 1555.5391 | 11.85 | 12 | 1 | 11 | 4.74 | 33.12 | solar + off-peak top-up | 13143.7157 | 16196.6136 | 2300.5071 | 521.5848 | 2517.3968 | 8905.9124 | 1500.7775 | 1510.0798 | 15100.7984 | 22651.1977 | 99.5523
7258.4981 | 6.2269 | 3900.4914 | 945.9255 | 607.3897 | 1553.3152 | 11.85 | 12 | 1 | 11 | 4.74 | 38.64 | solar + off-peak top-up | 13143.7157 | 16196.6136 | 2333.1238 | 503.0061 | 2524.7942 | 8931.8886 | 1503.0014 | 1512.3175 | 15123.1752 | 22684.7629 | 99.7954
7249.5284 | 0.99015 | 3879.8845 | 944.8608 | 607.3897 | 1552.2506 | 11.85 | 12 | 1 | 11 | 4.74 | 44.16 | solar + off-peak top-up | 13143.7157 | 16196.6136 | 2353.7307 | 494.0364 | 2530.0309 | 8946.095 | 1504.0661 | 1513.3888 | 15133.8878 | 22700.8317 | 99.9675

## Monthly baseline
month | period | import | export | solar | ev | load
2025-05 | Off-Peak | 336.778 | 0 | 0 | 213.1451 | 336.778
2025-05 | Peak | 184.732 | 44.087 | 214.8355 | 17.0791 | 365.0463
2025-06 | Off-Peak | 721.975 | 0 | 0 | 426.595 | 721.975
2025-06 | Peak | 431.324 | 47.91 | 340.4178 | 64.7795 | 724.1562
2025-07 | Off-Peak | 650.886 | 0 | 0 | 325.867 | 650.886
2025-07 | Peak | 461.497 | 72.781 | 380.7935 | 62.4922 | 770.2432
2025-08 | Off-Peak | 797.246 | 0 | 0.0010733 | 538.9655 | 797.2471
2025-08 | Peak | 345.922 | 102.972 | 551.7157 | 40.0877 | 795.2716
2025-09 | Off-Peak | 510.525 | 0 | 0.70034 | 334.1063 | 511.2253
2025-09 | Peak | 275.063 | 113.96 | 598.3252 | 99.48 | 761.1859
2025-10 | Off-Peak | 601.935 | 13.809 | 37.0561 | 441.3582 | 625.1821
2025-10 | Peak | 156.876 | 161.646 | 685.2937 | 56.7505 | 681.9481
2025-11 | Off-Peak | 384.66 | 0.012 | 2.2364 | 228.8568 | 386.8844
2025-11 | Peak | 151.725 | 106.507 | 949.7388 | 209.056 | 995.7465
2025-12 | Off-Peak | 360.973 | 0.034 | 2.897 | 212.3931 | 363.836
2025-12 | Peak | 144.091 | 196.371 | 977.6615 | 206.2317 | 926.5006
2026-01 | Off-Peak | 565.666 | 0 | 0.91233 | 343.27 | 566.5783
2026-01 | Peak | 196.875 | 244.613 | 913.6549 | 151.4382 | 869.1693
2026-02 | Off-Peak | 521.633 | 0 | 0.027625 | 291.4961 | 521.6606
2026-02 | Peak | 151.709 | 167.202 | 798.8872 | 178.7752 | 784.9454
2026-03 | Off-Peak | 669.633 | 0 | 0 | 440.6898 | 669.633
2026-03 | Peak | 205.36 | 242.853 | 769.0543 | 110.2137 | 733.9299
2026-04 | Off-Peak | 433.956 | 0 | 0.01236 | 195.805 | 433.9684
2026-04 | Peak | 317.305 | 69.293 | 471.8117 | 93.7265 | 720.72
2026-05 | Off-Peak | 208.126 | 0 | 0 | 141.1268 | 208.126
2026-05 | Peak | 106.646 | 23.11 | 190.1964 | 16.0191 | 273.7704

## Daily baseline
date | period | import | export | solar | ev | load
2025-05-16 | Off-Peak | 46.932 | 0 | 0 | 37.1527 | 46.932
2025-05-16 | Peak | 6.495 | 1.14 | 15.3896 | 0 | 20.7446
2025-05-17 | Off-Peak | 5.752 | 0 | 0 | 0 | 5.752
2025-05-17 | Peak | 5.503 | 5.578 | 18.7224 | 0 | 23.7744
2025-05-18 | Off-Peak | 20.432 | 0 | 0 | 13.0866 | 20.432
2025-05-18 | Peak | 19.687 | 0.9 | 5.431 | 0 | 25.006
2025-05-19 | Off-Peak | 32.723 | 0 | 0 | 26.1701 | 32.723
2025-05-19 | Peak | 9.609 | 4.319 | 17.5115 | 0.26425 | 26.3535
2025-05-20 | Off-Peak | 25.395 | 0 | 0 | 17.322 | 25.395
2025-05-20 | Peak | 10.066 | 7.867 | 20.0442 | 0 | 22.2432
2025-05-21 | Off-Peak | 39.901 | 0 | 0 | 35.0518 | 39.901
2025-05-21 | Peak | 16.258 | 4.289 | 19.2406 | 5.0593 | 31.2096
2025-05-22 | Off-Peak | 29.453 | 0 | 0 | 20.4525 | 29.453
2025-05-22 | Peak | 8.223 | 3.954 | 18.7392 | 0 | 23.0082
2025-05-23 | Off-Peak | 4.831 | 0 | 0 | 0 | 4.831
2025-05-23 | Peak | 11.269 | 0.862 | 15.2258 | 0 | 25.6335
2025-05-24 | Off-Peak | 9.541 | 0 | 0 | 0 | 9.541
2025-05-24 | Peak | 8.118 | 5.09 | 18.3419 | 0 | 21.3699
2025-05-25 | Off-Peak | 26.338 | 0 | 0 | 18.4976 | 26.338
2025-05-25 | Peak | 9.861 | 3.983 | 13.2828 | 0 | 19.1747
2025-05-26 | Off-Peak | 23.999 | 0 | 0 | 15.0039 | 23.999
2025-05-26 | Peak | 11.043 | 0.808 | 9.9038 | 0 | 20.1388
2025-05-27 | Off-Peak | 8.842 | 0 | 0 | 0 | 8.842
2025-05-27 | Peak | 10.739 | 0.119 | 4.7347 | 0 | 15.3547
2025-05-28 | Off-Peak | 8.158 | 0 | 0 | 0 | 8.158
2025-05-28 | Peak | 32.229 | 0 | 0.73821 | 11.7549 | 32.9672
2025-05-29 | Off-Peak | 8.672 | 0 | 0 | 0 | 8.672
2025-05-29 | Peak | 8.786 | 2.716 | 11.8729 | 0 | 17.9695
2025-05-30 | Off-Peak | 10.087 | 0 | 0 | 0 | 10.087
2025-05-30 | Peak | 10.17 | 0.276 | 11.2287 | 0 | 21.1227
2025-05-31 | Off-Peak | 35.722 | 0 | 0 | 30.4081 | 35.722
2025-05-31 | Peak | 6.676 | 2.186 | 14.4279 | 0.0006358 | 18.9755
2025-06-01 | Off-Peak | 6.29 | 0 | 0 | 0 | 6.29
2025-06-01 | Peak | 11.637 | 3.988 | 16.4672 | 0 | 24.1162
2025-06-02 | Off-Peak | 7.148 | 0 | 0 | 0 | 7.148
2025-06-02 | Peak | 11.79 | 0.332 | 14.0223 | 0 | 25.4803
2025-06-03 | Off-Peak | 10.442 | 0 | 0 | 0 | 10.442
2025-06-03 | Peak | 11.773 | 0.375 | 9.2789 | 0 | 20.6769
2025-06-04 | Off-Peak | 49.68 | 0 | 0 | 39.9372 | 49.68
2025-06-04 | Peak | 20.944 | 0 | 0.6475 | 2.9894 | 21.5915
2025-06-05 | Off-Peak | 27.439 | 0 | 0 | 18.0858 | 27.439
2025-06-05 | Peak | 10.813 | 0.349 | 12.0192 | 0 | 22.4832
2025-06-06 | Off-Peak | 45.01 | 0 | 0 | 35.935 | 45.01
2025-06-06 | Peak | 16.242 | 0.518 | 12.2989 | 0.67921 | 28.0229
2025-06-07 | Off-Peak | 38.954 | 0 | 0 | 28.1356 | 38.954
2025-06-07 | Peak | 14.644 | 4.012 | 16.0774 | 0 | 26.7094
2025-06-08 | Off-Peak | 14.462 | 0 | 0 | 0 | 14.462
2025-06-08 | Peak | 21.217 | 5.417 | 17.3579 | 0 | 33.1579
2025-06-09 | Off-Peak | 10.396 | 0 | 0 | 0 | 10.396
2025-06-09 | Peak | 16.066 | 0.146 | 9.285 | 0 | 25.205
2025-06-10 | Off-Peak | 27.378 | 0 | 0 | 18.3882 | 27.378
2025-06-10 | Peak | 25.088 | 0.039 | 3.4877 | 2.2025 | 28.5367
2025-06-11 | Off-Peak | 40.111 | 0 | 0 | 30.8303 | 40.111
2025-06-11 | Peak | 9.897 | 2.18 | 12.0452 | 0 | 19.8433
2025-06-12 | Off-Peak | 41.907 | 0 | 0 | 32.9006 | 41.907
2025-06-12 | Peak | 15.871 | 0.149 | 7.3636 | 0 | 23.0856
2025-06-13 | Off-Peak | 26.533 | 0 | 0 | 17.6694 | 26.533
2025-06-13 | Peak | 9.163 | 0.209 | 9.2559 | 2.4462 | 18.2099
2025-06-14 | Off-Peak | 23.266 | 0 | 0 | 19.6709 | 23.266
2025-06-14 | Peak | 6.074 | 5.834 | 15.3837 | 0 | 15.867
2025-06-15 | Off-Peak | 8.074 | 0 | 0 | 0 | 8.074
2025-06-15 | Peak | 17.639 | 0.97 | 7.7121 | 0 | 24.3811
2025-06-16 | Off-Peak | 10.723 | 0 | 0 | 0 | 10.723
2025-06-16 | Peak | 15.771 | 3.639 | 16.7922 | 3.8819 | 28.9242
2025-06-17 | Off-Peak | 28.329 | 0 | 0 | 20.207 | 28.329
2025-06-17 | Peak | 12.859 | 7.306 | 16.6093 | 0.0048131 | 22.1623
2025-06-18 | Off-Peak | 22.159 | 0 | 0 | 9.4539 | 22.159
2025-06-18 | Peak | 11.105 | 0.527 | 17.2176 | 3.3642 | 27.7956
2025-06-19 | Off-Peak | 41.939 | 0 | 0 | 23.8615 | 41.939
2025-06-19 | Peak | 35.974 | 0.043 | 14.1492 | 32.3342 | 50.0802
2025-06-20 | Off-Peak | 8.66 | 0 | 0 | 0 | 8.66
2025-06-20 | Peak | 10.768 | 0.489 | 12.8844 | 0 | 23.1634
2025-06-21 | Off-Peak | 12.225 | 0 | 0 | 0 | 12.225
2025-06-21 | Peak | 8.306 | 4.028 | 16.3874 | 1.3066 | 20.6654
2025-06-22 | Off-Peak | 30.592 | 0 | 0 | 17.6138 | 30.592
2025-06-22 | Peak | 14.653 | 3.959 | 17.3263 | 1.106 | 28.0203
2025-06-23 | Off-Peak | 22.987 | 0 | 0 | 13.776 | 22.987
2025-06-23 | Peak | 11.746 | 0.415 | 11.746 | 0 | 23.077
2025-06-24 | Off-Peak | 26.803 | 0 | 0 | 18.3991 | 26.803
2025-06-24 | Peak | 18.549 | 0.586 | 13.7426 | 14.4644 | 31.7056
2025-06-25 | Off-Peak | 33.152 | 0 | 0 | 19.2103 | 33.152
2025-06-25 | Peak | 15.822 | 0.069 | 6.3446 | 0 | 22.0976
2025-06-26 | Off-Peak | 8.389 | 0 | 0 | 0 | 8.389
2025-06-26 | Peak | 17.709 | 0.021 | 2.8577 | 0 | 20.5457
2025-06-27 | Off-Peak | 7.193 | 0 | 0 | 0 | 7.193
2025-06-27 | Peak | 12.182 | 0 | 0.57861 | 0 | 12.7606
2025-06-28 | Off-Peak | 27.83 | 0 | 0 | 18.5308 | 27.83
2025-06-28 | Peak | 9.148 | 0.189 | 9.5115 | 0 | 18.4705
2025-06-29 | Off-Peak | 35.778 | 0 | 0 | 25.5167 | 35.778
2025-06-29 | Peak | 6.3 | 0.246 | 10.4605 | 0 | 16.5145
2025-06-30 | Off-Peak | 28.126 | 0 | 0 | 18.4729 | 28.126
2025-06-30 | Peak | 11.574 | 1.875 | 11.1075 | 0 | 20.8065
2025-07-01 | Off-Peak | 8.577 | 0 | 0 | 0.6283 | 8.577
2025-07-01 | Peak | 9.598 | 6.77 | 18.0433 | 0 | 20.8713
2025-07-02 | Off-Peak | 12.27 | 0 | 0 | 0 | 12.27
2025-07-02 | Peak | 47.805 | 0.063 | 7.4641 | 26.2356 | 55.2061
2025-07-03 | Off-Peak | 10.226 | 0 | 0 | 0 | 10.226
2025-07-03 | Peak | 10.696 | 0 | 0.49694 | 0 | 11.1929
2025-07-04 | Off-Peak | 8.3 | 0 | 0 | 0 | 8.3
2025-07-04 | Peak | 8.324 | 2.353 | 11.4916 | 0 | 17.487
2025-07-05 | Off-Peak | 26.393 | 0 | 0 | 18.2818 | 26.393
2025-07-05 | Peak | 12.287 | 0.124 | 7.4254 | 0 | 19.5884
2025-07-06 | Off-Peak | 47.072 | 0 | 0 | 38.665 | 47.072
2025-07-06 | Peak | 12.096 | 0.819 | 17.6882 | 3.6904 | 28.9652
2025-07-07 | Off-Peak | 27.938 | 0 | 0 | 19.0721 | 27.938
2025-07-07 | Peak | 10.863 | 4.405 | 15.4513 | 0 | 21.9121
2025-07-08 | Off-Peak | 8.587 | 0 | 0 | 0 | 8.587
2025-07-08 | Peak | 11.397 | 2.48 | 15.3356 | 0 | 24.2526
2025-07-09 | Off-Peak | 5.552 | 0 | 0 | 0 | 5.552
2025-07-09 | Peak | 15.396 | 0.053 | 4.081 | 0 | 19.424
2025-07-10 | Off-Peak | 23.621 | 0 | 0 | 18.3209 | 23.621
2025-07-10 | Peak | 13.546 | 0.109 | 7.3468 | 0 | 20.7838
2025-07-11 | Off-Peak | 38.814 | 0 | 0 | 29.2795 | 38.814
2025-07-11 | Peak | 21.963 | 0 | 1.0402 | 0 | 23.0032
2025-07-12 | Off-Peak | 27.228 | 0 | 0 | 18.4776 | 27.228
2025-07-12 | Peak | 7.152 | 0.307 | 10.2388 | 0 | 17.0838
2025-07-13 | Off-Peak | 27.486 | 0 | 0 | 16.6181 | 27.486
2025-07-13 | Peak | 20.499 | 0.047 | 5.9677 | 0 | 26.4197
2025-07-14 | Off-Peak | 9.655 | 0 | 0 | 0 | 9.655
2025-07-14 | Peak | 10.356 | 7.531 | 15.5582 | 0 | 18.4268
2025-07-15 | Off-Peak | 15.859 | 0 | 0 | 0 | 15.859
2025-07-15 | Peak | 10.905 | 2.389 | 8.8111 | 0 | 17.5364
2025-07-16 | Off-Peak | 8.899 | 0 | 0 | 0 | 8.899
2025-07-16 | Peak | 10.686 | 6.938 | 13.5046 | 0 | 17.4827
2025-07-17 | Off-Peak | 7.433 | 0 | 0 | 0 | 7.433
2025-07-17 | Peak | 20.928 | 0 | 1.6753 | 0 | 22.6033
2025-07-18 | Off-Peak | 12.884 | 0 | 0 | 0 | 12.884
2025-07-18 | Peak | 16.206 | 0.109 | 10.7221 | 0 | 26.8191
2025-07-19 | Off-Peak | 14.97 | 0 | 0 | 0 | 14.97
2025-07-19 | Peak | 19.191 | 0.637 | 17.0927 | 0 | 35.6467
2025-07-20 | Off-Peak | 29.924 | 0 | 0 | 17.565 | 29.924
2025-07-20 | Peak | 6.419 | 2.569 | 18.0579 | 2.8284 | 21.9079
2025-07-21 | Off-Peak | 29.278 | 0 | 0 | 15.2759 | 29.278
2025-07-21 | Peak | 14.396 | 2.948 | 20.0845 | 0 | 31.5325
2025-07-22 | Off-Peak | 8.077 | 0 | 0 | 0 | 8.077
2025-07-22 | Peak | 32.373 | 4.691 | 20.1333 | 18.3963 | 47.8153
2025-07-23 | Off-Peak | 16.986 | 0 | 0 | 0 | 16.986
2025-07-23 | Peak | 7.758 | 4.73 | 20.2494 | 0 | 23.2774
2025-07-24 | Off-Peak | 15.92 | 0 | 0 | 0 | 15.92
2025-07-24 | Peak | 18.012 | 2.587 | 20.7322 | 11.3416 | 36.1572
2025-07-25 | Off-Peak | 32.764 | 0 | 0 | 18.2853 | 32.764
2025-07-25 | Peak | 18.482 | 5.155 | 21.0417 | 0 | 34.3687
2025-07-26 | Off-Peak | 51.436 | 0 | 0 | 40.3501 | 51.436
2025-07-26 | Peak | 10.678 | 3.338 | 15.1939 | 0 | 22.6706
2025-07-27 | Off-Peak | 26.048 | 0 | 0 | 16.8927 | 26.048
2025-07-27 | Peak | 11.822 | 5.898 | 19.3067 | 0 | 25.2307
2025-07-28 | Off-Peak | 26.924 | 0 | 0 | 18.4958 | 26.924
2025-07-28 | Peak | 17.114 | 0.151 | 8.185 | 0 | 25.148
2025-07-29 | Off-Peak | 29.607 | 0 | 0 | 21.5543 | 29.607
2025-07-29 | Peak | 16.949 | 0 | 0.68566 | 0 | 17.6347
2025-07-30 | Off-Peak | 9.124 | 0 | 0 | 0 | 9.124
2025-07-30 | Peak | 7.666 | 2.589 | 12.6557 | 0 | 17.8195
2025-07-31 | Off-Peak | 33.034 | 0 | 0 | 18.1046 | 33.034
2025-07-31 | Peak | 9.934 | 2.991 | 15.0325 | 0 | 21.9755
2025-08-01 | Off-Peak | 35.889 | 0 | 0 | 27.1754 | 35.889
2025-08-01 | Peak | 9.497 | 8.55 | 22.5922 | 0 | 23.5392
2025-08-02 | Off-Peak | 10.258 | 0 | 0 | 0 | 10.258
2025-08-02 | Peak | 10.299 | 8.207 | 23.1321 | 0 | 25.2241
2025-08-03 | Off-Peak | 25.466 | 0 | 0 | 16.7444 | 25.466
2025-08-03 | Peak | 11.496 | 9.435 | 22.8653 | 0 | 24.9263
2025-08-04 | Off-Peak | 52.191 | 0 | 0 | 33.714 | 52.191
2025-08-04 | Peak | 14.607 | 2.057 | 15.5885 | 0 | 28.1385
2025-08-05 | Off-Peak | 7.721 | 0 | 0 | 0 | 7.721
2025-08-05 | Peak | 14.929 | 0.725 | 12.5812 | 0 | 26.7852
2025-08-06 | Off-Peak | 26.878 | 0 | 0 | 17.5583 | 26.878
2025-08-06 | Peak | 18.669 | 0.076 | 7.0093 | 0 | 25.6023
2025-08-07 | Off-Peak | 28.11 | 0 | 0 | 22.5112 | 28.11
2025-08-07 | Peak | 9.004 | 0.555 | 11.3308 | 0 | 19.7798
2025-08-08 | Off-Peak | 44.893 | 0 | 0 | 38.5768 | 44.893
2025-08-08 | Peak | 17.46 | 0.002 | 2.9115 | 0 | 20.3695
2025-08-09 | Off-Peak | 22.272 | 0 | 0 | 18.1337 | 22.272
2025-08-09 | Peak | 10.662 | 0.451 | 19.9338 | 3.2746 | 30.1448
2025-08-10 | Off-Peak | 27.719 | 0 | 0 | 22.9852 | 27.719
2025-08-10 | Peak | 12.882 | 5.267 | 24.1472 | 0 | 31.7622
2025-08-11 | Off-Peak | 13.29 | 0 | 0 | 0 | 13.29
2025-08-11 | Peak | 9.226 | 8.174 | 23.2922 | 0 | 24.5154
2025-08-12 | Off-Peak | 23.035 | 0 | 0 | 17.5554 | 23.035
2025-08-12 | Peak | 16.058 | 9.909 | 23.5303 | 0 | 29.6793
2025-08-13 | Off-Peak | 22.642 | 0 | 0 | 8.2798 | 22.642
2025-08-13 | Peak | 7.141 | 3.677 | 24.0717 | 0 | 27.5357
2025-08-14 | Off-Peak | 29.187 | 0 | 0 | 16.8526 | 29.187
2025-08-14 | Peak | 8.316 | 8.645 | 23.2715 | 0 | 23.0665
2025-08-15 | Off-Peak | 36.232 | 0 | 0 | 22.8594 | 36.232
2025-08-15 | Peak | 4.663 | 9.934 | 24.4777 | 2.1566 | 19.219
2025-08-16 | Off-Peak | 4.231 | 0 | 0 | 0 | 4.231
2025-08-16 | Peak | 5.527 | 6.877 | 13.2721 | 0 | 12.0296
2025-08-17 | Off-Peak | 23.307 | 0 | 0 | 18.3052 | 23.307
2025-08-17 | Peak | 5.074 | 2.377 | 9.9203 | 0 | 12.6326
2025-08-18 | Off-Peak | 42.701 | 0 | 0 | 33.3007 | 42.701
2025-08-18 | Peak | 13.122 | 0.863 | 14.3186 | 0 | 26.5776
2025-08-19 | Off-Peak | 24.51 | 0 | 0 | 14.1251 | 24.51
2025-08-19 | Peak | 15.993 | 1.922 | 15.0526 | 0 | 29.1336
2025-08-20 | Off-Peak | 23.356 | 0 | 0 | 11.9661 | 23.356
2025-08-20 | Peak | 11.191 | 1.037 | 23.8133 | 3.3538 | 33.9673
2025-08-21 | Off-Peak | 28.799 | 0 | 0 | 18.3733 | 28.799
2025-08-21 | Peak | 6.135 | 1.137 | 25.0299 | 4.427 | 30.0279
2025-08-22 | Off-Peak | 41.089 | 0 | 0 | 31.3611 | 41.089
2025-08-22 | Peak | 11.42 | 0.57 | 20.3943 | 6.7977 | 31.2443
2025-08-23 | Off-Peak | 9.978 | 0 | 0 | 0 | 9.978
2025-08-23 | Peak | 13.982 | 0.199 | 9.5341 | 0 | 23.3171
2025-08-24 | Off-Peak | 24.015 | 0 | 0 | 18.1583 | 24.015
2025-08-24 | Peak | 19.469 | 0.451 | 13.0765 | 0 | 32.0945
2025-08-25 | Off-Peak | 53.519 | 0 | 0 | 48.2285 | 53.519
2025-08-25 | Peak | 12.187 | 0.369 | 15.4429 | 0 | 27.2609
2025-08-26 | Off-Peak | 24.631 | 0 | 0.0007103 | 20.2135 | 24.6317
2025-08-26 | Peak | 4.874 | 1.479 | 26.7425 | 10.0879 | 30.1375
2025-08-27 | Off-Peak | 6.115 | 0 | 0 | 0 | 6.115
2025-08-27 | Peak | 4.805 | 0.857 | 13.1623 | 0 | 17.1103
2025-08-28 | Off-Peak | 9.268 | 0 | 0 | 3.8265 | 9.268
2025-08-28 | Peak | 14.442 | 0.549 | 22.6195 | 9.9901 | 36.5125
2025-08-29 | Off-Peak | 47.928 | 0 | 0 | 40.6056 | 47.928
2025-08-29 | Peak | 7.365 | 3.31 | 18.3289 | 0 | 22.4777
2025-08-30 | Off-Peak | 4.905 | 0 | 0.000363 | 0 | 4.9054
2025-08-30 | Peak | 5.182 | 5.167 | 22.4499 | 0 | 22.5364
2025-08-31 | Off-Peak | 23.111 | 0 | 0 | 17.5554 | 23.111
2025-08-31 | Peak | 20.245 | 0.144 | 7.8232 | 0 | 27.9242
2025-09-01 | Off-Peak | 27.265 | 0 | 0.0028259 | 21.7186 | 27.2678
2025-09-01 | Peak | 14.587 | 1.14 | 15.477 | 0 | 28.924
2025-09-02 | Off-Peak | 3.543 | 0 | 0 | 0 | 3.543
2025-09-02 | Peak | 4.591 | 4.513 | 19.5438 | 0 | 19.8676
2025-09-03 | Off-Peak | 23.736 | 0 | 0.004943 | 17.5598 | 23.7409
2025-09-03 | Peak | 5.131 | 4.418 | 21.7959 | 0 | 22.6196
2025-09-04 | Off-Peak | 20.78 | 0 | 0 | 14.6487 | 20.78
2025-09-04 | Peak | 14.327 | 4.877 | 22.9277 | 9.1993 | 32.3777
2025-09-05 | Off-Peak | 23.348 | 0 | 0.0071889 | 18.4002 | 23.3552
2025-09-05 | Peak | 7.772 | 0.972 | 17.7383 | 4.6029 | 24.5383
2025-09-06 | Off-Peak | 14.434 | 0 | 0 | 6.7638 | 14.434
2025-09-06 | Peak | 17.003 | 0.057 | 4.8739 | 0 | 21.8199
2025-09-07 | Off-Peak | 4.703 | 0 | 0.01299 | 0 | 4.716
2025-09-07 | Peak | 12.858 | 5.797 | 28.2705 | 9.5959 | 35.3315
2025-09-08 | Off-Peak | 22.889 | 0 | 0.012699 | 18.492 | 22.9017
2025-09-08 | Peak | 5.05 | 5.355 | 28.3453 | 6.3584 | 28.2285
2025-09-09 | Off-Peak | 30.196 | 0 | 0.016184 | 25.4704 | 30.2122
2025-09-09 | Peak | 5.23 | 3.88 | 21.4154 | 0 | 22.7654
2025-09-10 | Off-Peak | 6.971 | 0 | 0.0002342 | 0 | 6.9712
2025-09-10 | Peak | 5.053 | 9.41 | 27.0403 | 0 | 22.6973
2025-09-11 | Off-Peak | 24.321 | 0 | 0.0088447 | 14.1751 | 24.3298
2025-09-11 | Peak | 7.346 | 0.637 | 17.7306 | 1.4578 | 24.4396
2025-09-12 | Off-Peak | 40.414 | 0 | 0 | 30.6997 | 40.414
2025-09-12 | Peak | 39.948 | 0.265 | 10.2171 | 25.5186 | 49.9001
2025-09-13 | Off-Peak | 8.156 | 0 | 0.03168 | 0 | 8.1877
2025-09-13 | Peak | 13.738 | 4.762 | 22.3909 | 0 | 31.3702
2025-09-14 | Off-Peak | 4.308 | 0 | 0.0053186 | 0 | 4.3133
2025-09-14 | Peak | 5.639 | 8.891 | 22.9929 | 0 | 19.9432
2025-09-15 | Off-Peak | 5.265 | 0 | 0.046813 | 0 | 5.3118
2025-09-15 | Peak | 11.644 | 1.851 | 21.6473 | 4.7207 | 31.4403
2025-09-16 | Off-Peak | 4.117 | 0 | 0.058522 | 0 | 4.1755
2025-09-16 | Peak | 5.793 | 3.143 | 23.3501 | 3.5035 | 26.0786
2025-09-17 | Off-Peak | 4.731 | 0 | 0.017649 | 0 | 4.7486
2025-09-17 | Peak | 7.153 | 2.209 | 16.5336 | 0 | 21.4776
2025-09-18 | Off-Peak | 31.841 | 0 | 0.024747 | 25.6231 | 31.8657
2025-09-18 | Peak | 21.287 | 0.079 | 6.3416 | 7.0738 | 27.5496
2025-09-19 | Off-Peak | 30.111 | 0 | 0.04567 | 19.7679 | 30.1567
2025-09-19 | Peak | 4 | 2.143 | 28.6217 | 9.0703 | 30.4928
2025-09-20 | Off-Peak | 24.592 | 0 | 0.048566 | 13.8449 | 24.6406
2025-09-20 | Peak | 4.844 | 2.496 | 35.7759 | 12.8264 | 38.1239
2025-09-21 | Off-Peak | 3.963 | 0 | 0.039979 | 0 | 4.003
2025-09-21 | Peak | 15.869 | 2.193 | 16.7363 | 0 | 30.4123
2025-09-22 | Off-Peak | 19.276 | 0 | 0 | 13.6668 | 19.276
2025-09-22 | Peak | 8.637 | 1.59 | 15.5427 | 0 | 22.5897
2025-09-23 | Off-Peak | 34.344 | 0 | 0.018024 | 28.6436 | 34.362
2025-09-23 | Peak | 7.331 | 0.121 | 8.8628 | 0 | 16.0728
2025-09-24 | Off-Peak | 23.227 | 0 | 0 | 18.1363 | 23.227
2025-09-24 | Peak | 11.83 | 0.019 | 3.0517 | 0 | 14.8627
2025-09-25 | Off-Peak | 6.873 | 0 | 0.058135 | 2.1173 | 6.9311
2025-09-25 | Peak | 2.87 | 4.638 | 23.3921 | 0 | 21.6588
2025-09-26 | Off-Peak | 4.516 | 0 | 0.12509 | 0 | 4.6411
2025-09-26 | Peak | 2.446 | 13.817 | 30.4974 | 0 | 19.1916
2025-09-27 | Off-Peak | 4.516 | 0 | 0.11423 | 0 | 4.6302
2025-09-27 | Peak | 2.291 | 7.692 | 21.5576 | 0 | 16.7598
2025-09-28 | Off-Peak | 4.218 | 0 | 0 | 0 | 4.218
2025-09-28 | Peak | 2.541 | 4.888 | 17.8135 | 0 | 15.4995
2025-09-29 | Off-Peak | 23.373 | 0 | 0 | 18.3204 | 23.373
2025-09-29 | Peak | 2.744 | 7.137 | 20.9318 | 0 | 16.6898
2025-09-30 | Off-Peak | 30.498 | 0 | 0 | 26.0578 | 30.498
2025-09-30 | Peak | 5.51 | 4.97 | 26.9096 | 5.5523 | 27.4634
2025-10-01 | Off-Peak | 23.177 | 0 | 0 | 17.1406 | 23.177
2025-10-01 | Peak | 7.412 | 4.527 | 19.9989 | 0 | 22.9913
2025-10-02 | Off-Peak | 4.436 | 0 | 0 | 0 | 4.436
2025-10-02 | Peak | 7.404 | 2.286 | 15.2998 | 0 | 20.4178
2025-10-03 | Off-Peak | 5.25 | 0 | 0 | 0 | 5.25
2025-10-03 | Peak | 5.454 | 0.124 | 9.7155 | 0 | 15.0455
2025-10-04 | Off-Peak | 14.388 | 0 | 0 | 10.1849 | 14.388
2025-10-04 | Peak | 6.847 | 1.093 | 15.441 | 0 | 21.195
2025-10-05 | Off-Peak | 41.707 | 0 | 0 | 36.6314 | 41.707
2025-10-05 | Peak | 4.813 | 12.269 | 26.8915 | 0 | 19.8165
2025-10-06 | Off-Peak | 6.977 | 0 | 0 | 0 | 6.977
2025-10-06 | Peak | 3.31 | 11.262 | 28.9336 | 0 | 21.169
2025-10-07 | Off-Peak | 5.056 | 0 | 0 | 0 | 5.056
2025-10-07 | Peak | 3.594 | 9.313 | 24.6262 | 0 | 18.9072
2025-10-08 | Off-Peak | 24.72 | 0 | 0.0049572 | 18.2086 | 24.725
2025-10-08 | Peak | 12.464 | 8.689 | 26.9499 | 12.0914 | 30.7249
2025-10-09 | Off-Peak | 39.13 | 0 | 0.00273 | 32.7907 | 39.1327
2025-10-09 | Peak | 5.86 | 1.957 | 17.9091 | 0 | 21.8121
2025-10-10 | Off-Peak | 24.471 | 0 | 0 | 19.915 | 24.471
2025-10-10 | Peak | 5.256 | 2.16 | 19.629 | 0 | 22.725
2025-10-11 | Off-Peak | 4.2 | 0 | 0 | 0 | 4.2
2025-10-11 | Peak | 10.542 | 0.306 | 9.4627 | 0 | 19.6987
2025-10-12 | Off-Peak | 11.631 | 0 | 0 | 7.0896 | 11.631
2025-10-12 | Peak | 6.261 | 1.62 | 18.244 | 0 | 22.927
2025-10-13 | Off-Peak | 43.197 | 0 | 0 | 39.3126 | 43.197
2025-10-13 | Peak | 5.162 | 1.463 | 16.1188 | 0 | 19.8178
2025-10-14 | Off-Peak | 4.951 | 0 | 0 | 0 | 4.951
2025-10-14 | Peak | 8.025 | 0.1 | 7.3038 | 0 | 15.2288
2025-10-15 | Off-Peak | 5.048 | 0 | 0.0087153 | 0 | 5.0567
2025-10-15 | Peak | 3.129 | 5.134 | 24.4807 | 0 | 22.4983
2025-10-16 | Off-Peak | 23.267 | 0 | 0.016049 | 18.2989 | 23.283
2025-10-16 | Peak | 6.69 | 9.074 | 29.457 | 6.4558 | 27.073
2025-10-17 | Off-Peak | 42.311 | 13.809 | 36.6826 | 31.8412 | 65.1846
2025-10-17 | Peak | 0.594 | 0.036 | 2.2731 | 5.0622 | 2.8311
2025-10-18 | Off-Peak | 21.798 | 0 | 0.012076 | 17.6441 | 21.8101
2025-10-18 | Peak | 3.252 | 4.125 | 26.2581 | 5.8075 | 25.5256
2025-10-19 | Off-Peak | 33.078 | 0 | 0.0020614 | 28.4478 | 33.0801
2025-10-19 | Peak | 4.244 | 3.772 | 26.5954 | 0 | 27.0674
2025-10-20 | Off-Peak | 33.39 | 0 | 0 | 27.19 | 33.39
2025-10-20 | Peak | 6.301 | 8.408 | 27.1641 | 0 | 25.3271
2025-10-21 | Off-Peak | 4.869 | 0 | 0 | 0 | 4.869
2025-10-21 | Peak | 3.455 | 4.072 | 17.9146 | 0 | 17.3319
2025-10-22 | Off-Peak | 4.507 | 0 | 0.011886 | 0 | 4.5189
2025-10-22 | Peak | 3.331 | 5.804 | 38.7426 | 18.6782 | 36.2696
2025-10-23 | Off-Peak | 22.911 | 0 | 0 | 18.2701 | 22.911
2025-10-23 | Peak | 4.601 | 1.039 | 15.1146 | 0 | 18.6766
2025-10-24 | Off-Peak | 29.837 | 0 | 0.008762 | 25.2907 | 29.8458
2025-10-24 | Peak | 1.648 | 11.564 | 33.9101 | 1.564 | 23.9941
2025-10-25 | Off-Peak | 23.433 | 0 | 0.02664 | 18.4541 | 23.4596
2025-10-25 | Peak | 2.3 | 7.566 | 30.3656 | 7.0913 | 25.0996
2025-10-26 | Off-Peak | 41.672 | 0 | 0.038968 | 37.2407 | 41.711
2025-10-26 | Peak | 2.98 | 7.713 | 22.0858 | 0 | 17.3697
2025-10-27 | Off-Peak | 3.731 | 0 | 0.033217 | 0 | 3.7642
2025-10-27 | Peak | 9.926 | 0.886 | 19.8223 | 0 | 28.8623
2025-10-28 | Off-Peak | 42.042 | 0 | 0.017971 | 37.4073 | 42.06
2025-10-28 | Peak | 5.878 | 0.909 | 20.0449 | 0 | 25.0139
2025-10-29 | Off-Peak | 6.333 | 0 | 0.086974 | 0 | 6.42
2025-10-29 | Peak | 2.195 | 10.752 | 29.5826 | 0 | 21.248
2025-10-30 | Off-Peak | 6.106 | 0 | 0.049443 | 0 | 6.1554
2025-10-30 | Peak | 2.347 | 1.652 | 23.2774 | 0 | 23.9724
2025-10-31 | Off-Peak | 4.311 | 0 | 0.053011 | 0 | 4.364
2025-10-31 | Peak | 1.601 | 21.971 | 41.6807 | 0 | 21.3107
2025-11-01 | Off-Peak | 24.104 | 0 | 0.044824 | 18.4345 | 24.1488
2025-11-01 | Peak | 7.33 | 6.235 | 34.7513 | 1.1008 | 35.8496
2025-11-02 | Off-Peak | 13.911 | 0 | 0.060357 | 9.2887 | 13.9714
2025-11-02 | Peak | 4.194 | 6.998 | 34.3193 | 0 | 31.5327
2025-11-03 | Off-Peak | 23.443 | 0 | 0.047705 | 18.5021 | 23.4907
2025-11-03 | Peak | 7.272 | 3.069 | 39.5959 | 16.8128 | 43.7989
2025-11-04 | Off-Peak | 34.479 | 0 | 0.050561 | 30.2708 | 34.5296
2025-11-04 | Peak | 3.159 | 5.239 | 41.0967 | 0 | 39.0167
2025-11-05 | Off-Peak | 5.118 | 0 | 0.052148 | 0 | 5.1701
2025-11-05 | Peak | 3.224 | 4.224 | 41.2788 | 5.5521 | 40.2788
2025-11-06 | Off-Peak | 23.211 | 0 | 0.048551 | 17.8529 | 23.2596
2025-11-06 | Peak | 2.212 | 4.648 | 40.1246 | 6.8909 | 37.6886
2025-11-07 | Off-Peak | 23.28 | 0 | 0.048906 | 19.0634 | 23.3289
2025-11-07 | Peak | 7.907 | 4.81 | 39.7283 | 6.2155 | 42.8253
2025-11-08 | Off-Peak | 4.243 | 0 | 0.063237 | 0 | 4.3062
2025-11-08 | Peak | 3.124 | 2.518 | 38.7455 | 16.1074 | 39.3515
2025-11-09 | Off-Peak | 4.382 | 0 | 0.026279 | 0 | 4.4083
2025-11-09 | Peak | 4.389 | 1.916 | 20.0848 | 0 | 22.6241
2025-11-10 | Off-Peak | 9.449 | 0 | 0.092002 | 4.4657 | 9.541
2025-11-10 | Peak | 5.251 | 3.581 | 26.8226 | 6.5514 | 28.4926
2025-11-11 | Off-Peak | 22.978 | 0 | 0.048792 | 18.2569 | 23.0268
2025-11-11 | Peak | 4.007 | 5.16 | 36.9799 | 14.8949 | 36.0943
2025-11-12 | Off-Peak | 30.644 | 0 | 0.058459 | 25.5816 | 30.7025
2025-11-12 | Peak | 8.637 | 0.482 | 10.9171 | 0 | 19.0721
2025-11-13 | Off-Peak | 6.087 | 0 | 0.054711 | 0 | 6.1417
2025-11-13 | Peak | 5.677 | 5.819 | 27.9843 | 0 | 28.1389
2025-11-14 | Off-Peak | 5.715 | 0 | 0.051907 | 0 | 5.7669
2025-11-14 | Peak | 2.672 | 2.816 | 35.6348 | 14.7546 | 35.6172
2025-11-15 | Off-Peak | 22.094 | 0 | 0.086465 | 17.8904 | 22.1805
2025-11-15 | Peak | 3.554 | 1.585 | 34.7207 | 17.4089 | 36.6897
2025-11-16 | Off-Peak | 15.302 | 0 | 0.074323 | 9.9907 | 15.3763
2025-11-16 | Peak | 3.111 | 7.62 | 43.2584 | 0 | 38.7494
2025-11-17 | Off-Peak | 4.509 | 0 | 0.012961 | 0 | 4.522
2025-11-17 | Peak | 5.468 | 4.33 | 28.8389 | 7.724 | 29.9769
2025-11-18 | Off-Peak | 3.958 | 0 | 0.065169 | 0 | 4.0232
2025-11-18 | Peak | 8.483 | 0.121 | 9.6915 | 0 | 18.0535
2025-11-19 | Off-Peak | 5.904 | 0 | 0 | 0 | 5.904
2025-11-19 | Peak | 6.999 | 0.089 | 6.9025 | 0 | 13.8125
2025-11-20 | Off-Peak | 23.248 | 0 | 0.059838 | 18.1058 | 23.3078
2025-11-20 | Peak | 3.606 | 2.73 | 39.7416 | 15.5796 | 40.6176
2025-11-21 | Off-Peak | 24.915 | 0 | 0.10589 | 20.1901 | 25.0209
2025-11-21 | Peak | 3.363 | 3.249 | 35.3673 | 13.7751 | 35.4813
2025-11-22 | Off-Peak | 4.017 | 0 | 0.12875 | 0 | 4.1457
2025-11-22 | Peak | 4.056 | 1.212 | 32.8846 | 11.3231 | 35.7286
2025-11-23 | Off-Peak | 3.549 | 0.012 | 0.21337 | 0 | 3.7504
2025-11-23 | Peak | 5.973 | 3.021 | 22.5809 | 0 | 25.5329
2025-11-24 | Off-Peak | 4.05 | 0 | 0.10507 | 0 | 4.1551
2025-11-24 | Peak | 2.128 | 1.412 | 43.6065 | 21.5863 | 44.3225
2025-11-25 | Off-Peak | 8.682 | 0 | 0.18321 | 0 | 8.8652
2025-11-25 | Peak | 8.461 | 2.836 | 29.9539 | 11.0899 | 35.5789
2025-11-26 | Off-Peak | 15.388 | 0 | 0.14582 | 0 | 15.5338
2025-11-26 | Peak | 8.329 | 6.366 | 32.101 | 0 | 34.064
2025-11-27 | Off-Peak | 4.023 | 0 | 0.062479 | 0 | 4.0855
2025-11-27 | Peak | 5.012 | 2.907 | 31.5331 | 0 | 33.6504
2025-11-28 | Off-Peak | 5.372 | 0 | 0.086188 | 0.96316 | 5.4582
2025-11-28 | Peak | 3.869 | 3.59 | 25.5255 | 0 | 25.8045
2025-11-29 | Off-Peak | 4.293 | 0 | 0.087312 | 0 | 4.3803
2025-11-29 | Peak | 2.865 | 4.26 | 43.1896 | 21.6888 | 41.7946
2025-11-30 | Off-Peak | 4.312 | 0 | 0.07113 | 0 | 4.3831
2025-11-30 | Peak | 7.393 | 3.664 | 21.7791 | 0 | 25.5081
2025-12-01 | Off-Peak | 4.286 | 0.009 | 0.17152 | 0 | 4.4485
2025-12-01 | Peak | 4.549 | 6.135 | 39.7137 | 0 | 38.1277
2025-12-02 | Off-Peak | 4.483 | 0 | 0.088246 | 0 | 4.5712
2025-12-02 | Peak | 9.041 | 2.348 | 20.7147 | 0 | 27.4077
2025-12-03 | Off-Peak | 23.396 | 0 | 0.1131 | 18.4302 | 23.5091
2025-12-03 | Peak | 8.279 | 1.207 | 14.5845 | 0 | 21.6565
2025-12-04 | Off-Peak | 30.885 | 0 | 0.07257 | 26.4952 | 30.9576
2025-12-04 | Peak | 2.956 | 5.603 | 41.9909 | 12.5527 | 39.3439
2025-12-05 | Off-Peak | 4.524 | 0 | 0.10922 | 0 | 4.6332
2025-12-05 | Peak | 4.718 | 5.495 | 36.8547 | 17.5835 | 36.1013
2025-12-06 | Off-Peak | 3.758 | 0.004 | 0.13577 | 0 | 3.8898
2025-12-06 | Peak | 5.385 | 5.452 | 32.8371 | 0 | 32.7701
2025-12-07 | Off-Peak | 4.165 | 0 | 0.085982 | 0 | 4.251
2025-12-07 | Peak | 3.024 | 5.617 | 43.0945 | 13.1092 | 40.5015
2025-12-08 | Off-Peak | 4.095 | 0 | 0.086433 | 0 | 4.1814
2025-12-08 | Peak | 2.477 | 4.07 | 41.6618 | 12.586 | 40.0688
2025-12-09 | Off-Peak | 22.568 | 0.001 | 0.13361 | 18.0829 | 22.7006
2025-12-09 | Peak | 11.967 | 18.363 | 42.7091 | 14.7847 | 36.3131
2025-12-10 | Off-Peak | 18.464 | 0 | 0.13227 | 11.7974 | 18.5963
2025-12-10 | Peak | 2.311 | 15.875 | 42.6214 | 6.9669 | 29.0574
2025-12-11 | Off-Peak | 4.9 | 0 | 0.091314 | 0 | 4.9913
2025-12-11 | Peak | 1.519 | 8.766 | 40.6413 | 17.7316 | 33.3943
2025-12-12 | Off-Peak | 4.069 | 0 | 0.12209 | 0 | 4.1911
2025-12-12 | Peak | 2.85 | 6.639 | 23.3836 | 0 | 19.6416
2025-12-13 | Off-Peak | 21.227 | 0 | 0.087846 | 17.5414 | 21.3148
2025-12-13 | Peak | 2.032 | 8.088 | 34.3748 | 7.8768 | 28.4653
2025-12-14 | Off-Peak | 26.079 | 0 | 0.085174 | 22.4822 | 26.1642
2025-12-14 | Peak | 1.089 | 14.997 | 43.0219 | 11.9655 | 29.1645
2025-12-15 | Off-Peak | 16.614 | 0.01 | 0.19462 | 13.2935 | 16.7986
2025-12-15 | Peak | 1.751 | 2.291 | 31.5322 | 19.1141 | 30.9922
2025-12-16 | Off-Peak | 15.666 | 0 | 0.10399 | 11.255 | 15.77
2025-12-16 | Peak | 3.224 | 6.065 | 27.2616 | 3.7563 | 24.6455
2025-12-17 | Off-Peak | 4.021 | 0 | 0.069587 | 0 | 4.0906
2025-12-17 | Peak | 2.98 | 6.237 | 34.8515 | 13.7382 | 31.8081
2025-12-18 | Off-Peak | 4.443 | 0 | 0.11443 | 0 | 4.5574
2025-12-18 | Peak | 2.043 | 9.233 | 34.5993 | 8.2059 | 27.4777
2025-12-19 | Off-Peak | 4.076 | 0.01 | 0.078072 | 0 | 4.1441
2025-12-19 | Peak | 5.629 | 0.343 | 16.9177 | 0 | 22.2037
2025-12-20 | Off-Peak | 23.421 | 0 | 0.076982 | 18.5121 | 23.498
2025-12-20 | Peak | 2.482 | 20.796 | 42.4683 | 1.1774 | 24.3386
2025-12-21 | Off-Peak | 14.589 | 0 | 0.13015 | 10.7138 | 14.7192
2025-12-21 | Peak | 4.3 | 4.535 | 28.5034 | 0 | 28.2874
2025-12-22 | Off-Peak | 6.294 | 0 | 0.11467 | 0 | 6.4087
2025-12-22 | Peak | 5.261 | 1.379 | 21.088 | 0 | 24.97
2025-12-23 | Off-Peak | 5.34 | 0 | 0.034715 | 0 | 5.3747
2025-12-23 | Peak | 5.839 | 0.183 | 13.9148 | 0 | 19.5708
2025-12-24 | Off-Peak | 4.989 | 0 | 0.029412 | 0 | 5.0184
2025-12-24 | Peak | 4.581 | 2.685 | 33.5274 | 8.9037 | 35.4234
2025-12-25 | Off-Peak | 4.904 | 0 | 0.13251 | 0 | 5.0365
2025-12-25 | Peak | 3.142 | 5.291 | 41.2506 | 15.8858 | 39.1016
2025-12-26 | Off-Peak | 5.098 | 0 | 0.057065 | 0 | 5.1551
2025-12-26 | Peak | 4.963 | 1.481 | 28.396 | 9.5377 | 31.88
2025-12-27 | Off-Peak | 5.926 | 0 | 0.058695 | 0 | 5.9847
2025-12-27 | Peak | 6.144 | 0.227 | 16.6748 | 0 | 22.5918
2025-12-28 | Off-Peak | 26.104 | 0 | 0.069497 | 19.1832 | 26.1735
2025-12-28 | Peak | 8.485 | 5.242 | 28.6096 | 7.5205 | 31.8526
2025-12-29 | Off-Peak | 15.51 | 0 | 0.0082014 | 10.9105 | 15.5182
2025-12-29 | Peak | 10.712 | 0.115 | 11.3866 | 0 | 21.9836
2025-12-30 | Off-Peak | 6.907 | 0 | 0 | 0 | 6.907
2025-12-30 | Peak | 7.541 | 8.043 | 30.2426 | 0 | 29.7438
2025-12-31 | Off-Peak | 20.172 | 0 | 0.10923 | 13.6957 | 20.2812
2025-12-31 | Peak | 2.817 | 13.57 | 38.233 | 3.2353 | 27.6159
2026-01-01 | Off-Peak | 17.926 | 0 | 0.10395 | 12.1344 | 18.03
2026-01-01 | Peak | 2.378 | 5.722 | 27.8339 | 3.6287 | 24.5544
2026-01-02 | Off-Peak | 6.491 | 0 | 0.04253 | 0 | 6.5335
2026-01-02 | Peak | 4.398 | 2.326 | 25.0127 | 7.1956 | 27.2777
2026-01-03 | Off-Peak | 5.1 | 0 | 0 | 0 | 5.1
2026-01-03 | Peak | 7.54 | 1.677 | 17.8121 | 0 | 23.6751
2026-01-04 | Off-Peak | 23.985 | 0 | 0.037863 | 17.6531 | 24.0229
2026-01-04 | Peak | 7.274 | 7.327 | 30.3753 | 4.7172 | 30.4892
2026-01-05 | Off-Peak | 18.434 | 0 | 0.063198 | 11.489 | 18.4972
2026-01-05 | Peak | 2.141 | 11.028 | 35.4686 | 0 | 26.7927
2026-01-06 | Off-Peak | 8.156 | 0 | 0.1088 | 0 | 8.2648
2026-01-06 | Peak | 2.993 | 13.555 | 36.5693 | 0 | 26.0073
2026-01-07 | Off-Peak | 4.717 | 0 | 0.057289 | 0 | 4.7743
2026-01-07 | Peak | 2.018 | 11.63 | 34.2872 | 0 | 24.6752
2026-01-08 | Off-Peak | 5.892 | 0 | 0.043262 | 0 | 5.9353
2026-01-08 | Peak | 2.12 | 20.636 | 42.6463 | 0 | 24.1303
2026-01-09 | Off-Peak | 5.973 | 0 | 0.041369 | 0 | 6.0144
2026-01-09 | Peak | 1.845 | 22.119 | 42.9565 | 0 | 22.6825
2026-01-10 | Off-Peak | 8.459 | 0 | 0.065544 | 0 | 8.5245
2026-01-10 | Peak | 3.28 | 12.691 | 37.5399 | 0 | 28.1289
2026-01-11 | Off-Peak | 6.109 | 0 | 0.045877 | 0 | 6.1549
2026-01-11 | Peak | 5.269 | 2.847 | 42.0823 | 19.344 | 44.5043
2026-01-12 | Off-Peak | 7.28 | 0 | 0.014063 | 0 | 7.2941
2026-01-12 | Peak | 6.021 | 7.703 | 34.7746 | 6.7302 | 33.0926
2026-01-13 | Off-Peak | 8.694 | 0 | 0.045679 | 0 | 8.7397
2026-01-13 | Peak | 9.528 | 0.288 | 12.3543 | 0 | 21.5943
2026-01-14 | Off-Peak | 43.523 | 0 | 0.018693 | 33.3837 | 43.5417
2026-01-14 | Peak | 4.146 | 11.531 | 30.8392 | 0.89681 | 23.5174
2026-01-15 | Off-Peak | 7.572 | 0 | 0 | 0 | 7.572
2026-01-15 | Peak | 7.448 | 1.183 | 14.8283 | 0 | 21.1543
2026-01-16 | Off-Peak | 23.503 | 0 | 0 | 18.1447 | 23.503
2026-01-16 | Peak | 3.035 | 6.286 | 34.6921 | 10.8479 | 31.8912
2026-01-17 | Off-Peak | 55.358 | 0 | 0.028581 | 49.8197 | 55.3866
2026-01-17 | Peak | 3.361 | 6.903 | 34.9222 | 10.844 | 31.4414
2026-01-18 | Off-Peak | 30.735 | 0 | 0 | 25.4949 | 30.735
2026-01-18 | Peak | 6.015 | 1.447 | 20.0761 | 3.7074 | 24.6441
2026-01-19 | Off-Peak | 41.42 | 0 | 0.074434 | 36.6139 | 41.4944
2026-01-19 | Peak | 3.683 | 7.943 | 26.5837 | 0 | 22.3237
2026-01-20 | Off-Peak | 13.261 | 0 | 0.0005148 | 8.0222 | 13.2615
2026-01-20 | Peak | 11.188 | 0.058 | 7.7691 | 0 | 18.8991
2026-01-21 | Off-Peak | 8.641 | 0 | 0 | 0 | 8.641
2026-01-21 | Peak | 16.376 | 0.001 | 2.8661 | 0 | 19.2411
2026-01-22 | Off-Peak | 8.65 | 0 | 0.035884 | 0 | 8.6859
2026-01-22 | Peak | 4.385 | 2.217 | 30.2005 | 10.2291 | 32.3685
2026-01-23 | Off-Peak | 53.021 | 0 | 0.0012833 | 46.2272 | 53.0223
2026-01-23 | Peak | 3.724 | 6.833 | 30.4497 | 11.5029 | 27.7382
2026-01-24 | Off-Peak | 27.615 | 0 | 0.015696 | 20.4161 | 27.6307
2026-01-24 | Peak | 4.742 | 5.838 | 24.4945 | 5.778 | 23.6463
2026-01-25 | Off-Peak | 21.511 | 0 | 0.014698 | 15.7272 | 21.5257
2026-01-25 | Peak | 36.901 | 10.82 | 33.9226 | 38.0218 | 60.4911
2026-01-26 | Off-Peak | 4.491 | 0 | 0.0023208 | 0 | 4.4933
2026-01-26 | Peak | 7.259 | 9.027 | 28.0404 | 0 | 26.8522
2026-01-27 | Off-Peak | 6.336 | 0 | 0.015306 | 0 | 6.3513
2026-01-27 | Peak | 4.091 | 1.926 | 23.7657 | 0 | 25.9307
2026-01-28 | Off-Peak | 6.215 | 0 | 0.015826 | 0 | 6.2308
2026-01-28 | Peak | 5.616 | 9.185 | 36.6621 | 7.8382 | 33.0931
2026-01-29 | Off-Peak | 26.367 | 0 | 0.014784 | 17.7066 | 26.3818
2026-01-29 | Peak | 3.163 | 6.926 | 34.6246 | 10.1565 | 31.1017
2026-01-30 | Off-Peak | 40.56 | 0 | 0.0039631 | 30.4373 | 40.564
2026-01-30 | Peak | 5.795 | 18.744 | 39.8089 | 0 | 26.8887
2026-01-31 | Off-Peak | 19.671 | 0 | 0.0009286 | 0 | 19.6719
2026-01-31 | Peak | 9.142 | 18.196 | 39.3963 | 0 | 30.3423
2026-02-01 | Off-Peak | 34.178 | 0 | 0.012921 | 18.14 | 34.1909
2026-02-01 | Peak | 5.428 | 9.71 | 38.2771 | 3.8128 | 33.9951
2026-02-02 | Off-Peak | 38.426 | 0 | 0 | 31.8378 | 38.426
2026-02-02 | Peak | 7.124 | 0.566 | 15.0431 | 0 | 21.6011
2026-02-03 | Off-Peak | 9.43 | 0 | 0.0024053 | 0 | 9.4324
2026-02-03 | Peak | 5.925 | 6.741 | 24.6659 | 0 | 23.893
2026-02-04 | Off-Peak | 7.339 | 0 | 0.0019164 | 0 | 7.3409
2026-02-04 | Peak | 5.354 | 4.466 | 19.9533 | 0 | 20.9254
2026-02-05 | Off-Peak | 25.824 | 0 | 0.000987 | 18.4846 | 25.825
2026-02-05 | Peak | 3.194 | 6.251 | 40.193 | 16.9076 | 37.136
2026-02-06 | Off-Peak | 42.838 | 0 | 0.0093317 | 34.4217 | 42.8473
2026-02-06 | Peak | 4.093 | 11.67 | 34.8282 | 2.6701 | 27.3122
2026-02-07 | Off-Peak | 20.295 | 0 | 6.41e-05 | 12.77 | 20.2951
2026-02-07 | Peak | 3.371 | 7.537 | 39.8827 | 14.6905 | 35.7167
2026-02-08 | Off-Peak | 8.632 | 0 | 0 | 0 | 8.632
2026-02-08 | Peak | 4.202 | 5.385 | 33.6611 | 11.7532 | 32.5173
2026-02-09 | Off-Peak | 7.311 | 0 | 0 | 0 | 7.311
2026-02-09 | Peak | 17.719 | 3.031 | 27.5421 | 18.8457 | 42.2301
2026-02-10 | Off-Peak | 8.941 | 0 | 0 | 0 | 8.941
2026-02-10 | Peak | 4.043 | 1.786 | 30.0289 | 13.2861 | 32.411
2026-02-11 | Off-Peak | 24.672 | 0 | 0 | 17.9575 | 24.672
2026-02-11 | Peak | 3.625 | 6.397 | 34.074 | 11.3481 | 31.302
2026-02-12 | Off-Peak | 41.374 | 0 | 0 | 33.2483 | 41.374
2026-02-12 | Peak | 4.037 | 3.89 | 28.1306 | 8.3876 | 28.2776
2026-02-13 | Off-Peak | 26.277 | 0 | 0 | 18.6487 | 26.277
2026-02-13 | Peak | 11.743 | 0.053 | 5.7708 | 0 | 17.4608
2026-02-14 | Off-Peak | 21.516 | 0 | 0 | 15.3084 | 21.516
2026-02-14 | Peak | 9.322 | 0.202 | 11.4987 | 0 | 20.6187
2026-02-15 | Off-Peak | 38.083 | 0 | 0 | 31.4038 | 38.083
2026-02-15 | Peak | 10.283 | 0.766 | 13.6278 | 0 | 23.1448
2026-02-16 | Off-Peak | 47.124 | 0 | 0 | 38.5078 | 47.124
2026-02-16 | Peak | 6.686 | 1.304 | 24.4392 | 5.4672 | 29.8212
2026-02-17 | Off-Peak | 9.569 | 0 | 0 | 0 | 9.569
2026-02-17 | Peak | 3.262 | 7.613 | 27.8389 | 0 | 23.653
2026-02-18 | Off-Peak | 8.236 | 0 | 0 | 0 | 8.236
2026-02-18 | Peak | 3.26 | 4.85 | 31.0153 | 11.7123 | 29.6492
2026-02-19 | Off-Peak | 6.787 | 0 | 0 | 0 | 6.787
2026-02-19 | Peak | 5.098 | 8.553 | 22.8985 | 0 | 19.5691
2026-02-20 | Off-Peak | 6.869 | 0 | 0 | 0 | 6.869
2026-02-20 | Peak | 4.181 | 10.471 | 36.8422 | 9.4382 | 30.5856
2026-02-21 | Off-Peak | 25.289 | 0 | 0 | 18.302 | 25.289
2026-02-21 | Peak | 4.299 | 1.131 | 39.1747 | 22.0491 | 42.3427
2026-02-22 | Off-Peak | 11.88 | 0 | 0 | 2.4655 | 11.88
2026-02-22 | Peak | 4.193 | 15.18 | 35.4196 | 0 | 24.4355
2026-02-23 | Off-Peak | 9.019 | 0 | 0 | 0 | 9.019
2026-02-23 | Peak | 3.019 | 12.718 | 36.768 | 5.6068 | 27.1465
2026-02-24 | Off-Peak | 8.85 | 0 | 0 | 0 | 8.85
2026-02-24 | Peak | 4.077 | 11.154 | 32.7126 | 0 | 25.808
2026-02-25 | Off-Peak | 8.956 | 0 | 0 | 0 | 8.956
2026-02-25 | Peak | 2.763 | 9.947 | 37.145 | 9.3221 | 29.961
2026-02-26 | Off-Peak | 7.973 | 0 | 0 | 0 | 7.973
2026-02-26 | Peak | 2.838 | 7.962 | 24.6994 | 1.6186 | 19.7303
2026-02-27 | Off-Peak | 7.735 | 0 | 0 | 0 | 7.735
2026-02-27 | Peak | 4.399 | 2.753 | 27.8517 | 11.8591 | 29.7407
2026-02-28 | Off-Peak | 8.21 | 0 | 0 | 0 | 8.21
2026-02-28 | Peak | 4.171 | 5.115 | 24.9049 | 0 | 23.9609
2026-03-01 | Off-Peak | 4.703 | 0 | 0 | 0 | 4.703
2026-03-01 | Peak | 3.571 | 12.488 | 33.1068 | 0 | 24.3685
2026-03-02 | Off-Peak | 9.215 | 0 | 0 | 0 | 9.215
2026-03-02 | Peak | 4.52 | 7.598 | 29.4486 | 8.1146 | 26.7471
2026-03-03 | Off-Peak | 11.721 | 0 | 0 | 3.3381 | 11.721
2026-03-03 | Peak | 2.916 | 16.327 | 36.0639 | 2.9168 | 22.8308
2026-03-04 | Off-Peak | 65.385 | 0 | 0 | 57.005 | 65.385
2026-03-04 | Peak | 3.414 | 17.541 | 36.6333 | 0 | 22.5063
2026-03-05 | Off-Peak | 36.621 | 0 | 0 | 28.8688 | 36.621
2026-03-05 | Peak | 4.713 | 9.048 | 28.3109 | 0 | 24.1357
2026-03-06 | Off-Peak | 5.031 | 0 | 0 | 0 | 5.031
2026-03-06 | Peak | 3.645 | 17.179 | 34.9274 | 0 | 21.5024
2026-03-07 | Off-Peak | 23.011 | 0 | 0 | 18.2882 | 23.011
2026-03-07 | Peak | 3.648 | 12.468 | 34.3457 | 2.2812 | 25.5257
2026-03-08 | Off-Peak | 35.462 | 0 | 0 | 30.7641 | 35.462
2026-03-08 | Peak | 2.908 | 6.607 | 22.417 | 0 | 18.9617
2026-03-09 | Off-Peak | 61.221 | 0 | 0 | 53.1605 | 61.221
2026-03-09 | Peak | 3.859 | 7.107 | 25.0969 | 0 | 21.9228
2026-03-10 | Off-Peak | 24.312 | 0 | 0 | 17.869 | 24.312
2026-03-10 | Peak | 3.741 | 18.046 | 34.2066 | 0 | 19.9016
2026-03-11 | Off-Peak | 8.132 | 0 | 0 | 0 | 8.132
2026-03-11 | Peak | 8.343 | 0.324 | 13.0501 | 0 | 21.0691
2026-03-12 | Off-Peak | 26.088 | 0 | 0 | 16.9862 | 26.088
2026-03-12 | Peak | 6.5 | 0.097 | 8.8153 | 0 | 15.2183
2026-03-13 | Off-Peak | 28.283 | 0 | 0 | 20.094 | 28.283
2026-03-13 | Peak | 11.725 | 0.106 | 6.9797 | 0 | 18.5987
2026-03-14 | Off-Peak | 5.302 | 0 | 0 | 0 | 5.302
2026-03-14 | Peak | 3.279 | 4.086 | 32.0597 | 8.8612 | 31.2527
2026-03-15 | Off-Peak | 4.153 | 0 | 0 | 0 | 4.153
2026-03-15 | Peak | 2.656 | 11.654 | 35.4184 | 4.8154 | 26.4204
2026-03-16 | Off-Peak | 25.64 | 0 | 0 | 18.4938 | 25.64
2026-03-16 | Peak | 3.845 | 11.022 | 28.7619 | 0 | 21.5987
2026-03-17 | Off-Peak | 34.758 | 0 | 0 | 28.4705 | 34.758
2026-03-17 | Peak | 6.448 | 13.867 | 33.5859 | 3.6626 | 26.4086
2026-03-18 | Off-Peak | 6.97 | 0 | 0 | 0 | 6.97
2026-03-18 | Peak | 5.135 | 7.218 | 27.0961 | 8.2275 | 25.0877
2026-03-19 | Off-Peak | 7.371 | 0 | 0 | 0 | 7.371
2026-03-19 | Peak | 3.246 | 0.645 | 33.608 | 20.3896 | 36.209
2026-03-20 | Off-Peak | 18.466 | 0 | 0 | 9.8589 | 18.466
2026-03-20 | Peak | 3.859 | 11.859 | 26.2788 | 0 | 18.6156
2026-03-21 | Off-Peak | 36.343 | 0 | 0 | 30.9296 | 36.343
2026-03-21 | Peak | 4.334 | 7.607 | 30.4174 | 4.9302 | 27.1444
2026-03-22 | Off-Peak | 7.036 | 0 | 0 | 0 | 7.036
2026-03-22 | Peak | 5.893 | 8.917 | 22.6554 | 0 | 19.8299
2026-03-23 | Off-Peak | 26.575 | 0 | 0 | 18.3465 | 26.575
2026-03-23 | Peak | 4.461 | 4.803 | 21.749 | 0 | 21.4162
2026-03-24 | Off-Peak | 19.723 | 0 | 0 | 9.9779 | 19.723
2026-03-24 | Peak | 4.66 | 8.48 | 24.7572 | 0 | 20.9372
2026-03-25 | Off-Peak | 7.828 | 0 | 0 | 0 | 7.828
2026-03-25 | Peak | 9.54 | 1.232 | 9.9832 | 0 | 18.2912
2026-03-26 | Off-Peak | 28.392 | 0 | 0 | 18.3543 | 28.392
2026-03-26 | Peak | 17.951 | 0.029 | 2.9699 | 0 | 20.8919
2026-03-27 | Off-Peak | 40.831 | 0 | 0 | 31.5011 | 40.831
2026-03-27 | Peak | 15.206 | 0.041 | 4.2188 | 0 | 19.3838
2026-03-28 | Off-Peak | 10.759 | 0 | 0 | 0 | 10.759
2026-03-28 | Peak | 4.906 | 5.335 | 26.263 | 9.4249 | 25.963
2026-03-29 | Off-Peak | 5.513 | 0 | 0 | 0 | 5.513
2026-03-29 | Peak | 4.803 | 4.103 | 18.5469 | 0.54243 | 19.2726
2026-03-30 | Off-Peak | 28.673 | 0 | 0 | 17.6642 | 28.673
2026-03-30 | Peak | 36.514 | 2.986 | 18.4525 | 36.0473 | 52.0007
2026-03-31 | Off-Peak | 16.115 | 0 | 0 | 10.7191 | 16.115
2026-03-31 | Peak | 5.121 | 14.033 | 28.8297 | 0 | 19.9177
2026-04-01 | Off-Peak | 5.928 | 0 | 0 | 0 | 5.928
2026-04-01 | Peak | 4.552 | 2.115 | 14.1883 | 0 | 16.6253
2026-04-02 | Off-Peak | 27.39 | 0 | 0 | 18.5201 | 27.39
2026-04-02 | Peak | 3.797 | 11.023 | 26.0659 | 5.2265 | 18.8399
2026-04-03 | Off-Peak | 44.5 | 0 | 0 | 36.9184 | 44.5
2026-04-03 | Peak | 4.943 | 1.045 | 22.8494 | 7.8672 | 26.7686
2026-04-04 | Off-Peak | 6.252 | 0 | 0 | 0 | 6.252
2026-04-04 | Peak | 8.156 | 1.612 | 17.2994 | 5.7586 | 23.8862
2026-04-05 | Off-Peak | 7.781 | 0 | 0.004155 | 0 | 7.7852
2026-04-05 | Peak | 14.548 | 0.113 | 8.3209 | 0 | 22.7559
2026-04-06 | Off-Peak | 7.661 | 0 | 0 | 0 | 7.661
2026-04-06 | Peak | 9.252 | 1.257 | 17.4561 | 0 | 25.4511
2026-04-07 | Off-Peak | 8.35 | 0 | 0 | 0 | 8.35
2026-04-07 | Peak | 14.196 | 0.022 | 4.0073 | 0 | 18.1813
2026-04-08 | Off-Peak | 7.672 | 0 | 0 | 0 | 7.672
2026-04-08 | Peak | 25.888 | 0.001 | 2.433 | 7.2008 | 28.32
2026-04-09 | Off-Peak | 4.252 | 0 | 0 | 0 | 4.252
2026-04-09 | Peak | 8.01 | 0.137 | 11.0555 | 0 | 18.9285
2026-04-10 | Off-Peak | 8.566 | 0 | 0 | 0 | 8.566
2026-04-10 | Peak | 7.965 | 0.155 | 9.66 | 0 | 17.47
2026-04-11 | Off-Peak | 7.809 | 0 | 0 | 0 | 7.809
2026-04-11 | Peak | 38.101 | 0.101 | 14.9913 | 37.4707 | 52.9913
2026-04-12 | Off-Peak | 4.477 | 0 | 0 | 0 | 4.477
2026-04-12 | Peak | 13.281 | 0 | 2.2522 | 0 | 15.5332
2026-04-13 | Off-Peak | 9.432 | 0 | 0 | 0 | 9.432
2026-04-13 | Peak | 9.355 | 2.775 | 17.0737 | 0 | 23.6998
2026-04-14 | Off-Peak | 4.141 | 0 | 0.008205 | 0 | 4.1492
2026-04-14 | Peak | 11.563 | 0.833 | 12.5784 | 0 | 23.3084
2026-04-15 | Off-Peak | 8.497 | 0 | 0 | 0 | 8.497
2026-04-15 | Peak | 6.145 | 2.772 | 14.0104 | 0 | 17.547
2026-04-16 | Off-Peak | 5.636 | 0 | 0 | 0 | 5.636
2026-04-16 | Peak | 8.955 | 4.397 | 19.4432 | 0 | 24.0249
2026-04-17 | Off-Peak | 9.011 | 0 | 0 | 0 | 9.011
2026-04-17 | Peak | 13.655 | 1.449 | 13.0249 | 0 | 25.2309
2026-04-18 | Off-Peak | 35.174 | 0 | 0 | 18.2316 | 35.174
2026-04-18 | Peak | 25.563 | 0.202 | 12.0138 | 5.064 | 37.3748
2026-04-19 | Off-Peak | 43.587 | 0 | 0 | 27.0752 | 43.587
2026-04-19 | Peak | 10.918 | 3.144 | 19.4926 | 0 | 27.3886
2026-04-20 | Off-Peak | 8.693 | 0 | 0 | 0 | 8.693
2026-04-20 | Peak | 5.52 | 5.436 | 19.5103 | 0 | 19.6586
2026-04-21 | Off-Peak | 8.602 | 0 | 0 | 0 | 8.602
2026-04-21 | Peak | 5.876 | 0.909 | 12.5265 | 0 | 17.4935
2026-04-22 | Off-Peak | 27.286 | 0 | 0 | 18.4543 | 27.286
2026-04-22 | Peak | 5.03 | 5.003 | 17.9897 | 0 | 18.0167
2026-04-23 | Off-Peak | 27.016 | 0 | 0 | 20.2957 | 27.016
2026-04-23 | Peak | 5.917 | 8.814 | 21.6184 | 0 | 18.9362
2026-04-24 | Off-Peak | 7.943 | 0 | 0 | 0 | 7.943
2026-04-24 | Peak | 7.412 | 0.476 | 23.3833 | 12.3186 | 30.3193
2026-04-25 | Off-Peak | 9.2 | 0 | 0 | 0 | 9.2
2026-04-25 | Peak | 10.627 | 1.694 | 22.7454 | 9.8461 | 31.6784
2026-04-26 | Off-Peak | 22.107 | 0 | 0 | 17.6072 | 22.107
2026-04-26 | Peak | 10.487 | 1.25 | 21.4391 | 2.974 | 30.6761
2026-04-27 | Off-Peak | 6.279 | 0 | 0 | 1.7746 | 6.279
2026-04-27 | Peak | 8.541 | 4.494 | 22.2144 | 0 | 26.2614
2026-04-28 | Off-Peak | 8.073 | 0 | 0 | 0 | 8.073
2026-04-28 | Peak | 6.283 | 2.63 | 15.594 | 0 | 19.3084
2026-04-29 | Off-Peak | 27.664 | 0 | 0 | 18.2347 | 27.664
2026-04-29 | Peak | 5.426 | 2.021 | 17.5996 | 0 | 21.0946
2026-04-30 | Off-Peak | 24.977 | 0 | 0 | 18.6932 | 24.977
2026-04-30 | Peak | 7.343 | 3.413 | 18.9746 | 0 | 22.9511
2026-05-01 | Off-Peak | 5.512 | 0 | 0 | 0 | 5.512
2026-05-01 | Peak | 10.085 | 5.239 | 20.3328 | 0 | 25.1788
2026-05-02 | Off-Peak | 4.666 | 0 | 0 | 0 | 4.666
2026-05-02 | Peak | 10.212 | 2.629 | 18.3355 | 8.1668 | 25.9185
2026-05-03 | Off-Peak | 23.689 | 0 | 0 | 18.4414 | 23.689
2026-05-03 | Peak | 5.329 | 8.353 | 21.5819 | 0 | 18.5579
2026-05-04 | Off-Peak | 11.15 | 0 | 0 | 6.3945 | 11.15
2026-05-04 | Peak | 7.214 | 1.131 | 19.0521 | 4.7503 | 25.1351
2026-05-05 | Off-Peak | 4.772 | 0 | 0 | 0 | 4.772
2026-05-05 | Peak | 9.794 | 0.789 | 12.3097 | 1.2719 | 21.3147
2026-05-06 | Off-Peak | 23.228 | 0 | 0 | 17.6674 | 23.228
2026-05-06 | Peak | 8.092 | 0.813 | 12.025 | 0 | 19.304
2026-05-07 | Off-Peak | 29.074 | 0 | 0 | 23.5299 | 29.074
2026-05-07 | Peak | 6.951 | 0.13 | 9.5314 | 0 | 16.3524
2026-05-08 | Off-Peak | 35.327 | 0 | 0 | 29.979 | 35.327
2026-05-08 | Peak | 8.64 | 0.06 | 6.0541 | 0 | 14.6341
2026-05-09 | Off-Peak | 4.075 | 0 | 0 | 0 | 4.075
2026-05-09 | Peak | 6.463 | 1.218 | 18.2601 | 0 | 23.5431
2026-05-10 | Off-Peak | 4.179 | 0 | 0 | 0 | 4.179
2026-05-10 | Peak | 5.653 | 0.776 | 16.4868 | 0 | 21.3638
2026-05-11 | Off-Peak | 23.319 | 0 | 0 | 18.477 | 23.319
2026-05-11 | Peak | 6.18 | 0.162 | 10.1935 | 0 | 16.2115
2026-05-12 | Off-Peak | 31.899 | 0 | 0 | 26.6376 | 31.899
2026-05-12 | Peak | 16.509 | 0.041 | 5.6942 | 0 | 22.1622
2026-05-13 | Off-Peak | 7.236 | 0 | 0 | 0 | 7.236
2026-05-13 | Peak | 5.524 | 1.769 | 20.3392 | 1.8301 | 24.0942